## User Manual
International Rivers
CDM Hydro Projects Database User Manual
Summary: | Aggregated information on all CDM hydro projects in the pipeline, organized by project scale, region, and stage in application for registration process.
All projects: | List of all hydro projects in the pipeline, including both active and inactive projects, which can be selectively viewed with filters on every column.
Analysis: | Aggregated statistical information on CDM projects for each country, including both Annex 1 and Non-Annex 1 parties.
To use the filter for selective view of projects of interests
1. Go to the worksheet labeled "All projects".
2. Use the horizontal scroll to locate the column as your criteria for filtering, ex. "status" (column F).
3. Click the button right under the top cell of the column to activate the "filter" menu.
4. Select the categories that you are interested in, ex. "Registered" category under the column "status".
5. Once you filter the data, you will be presented with projects that meet that particular criteria.
6. To return to normal view, look for a button located at the upper right section of the Excel program menu called "Sort & Filter".
7. Click the button to activate the menu, and then select "clear" to remove the filter effect and return to the normal view.
8. Repeat the steps above to view project data using different filters.
Updated: Friday, March 02, 2012
Version 3.0

## Summary
International Rivers
CDM Hydro Projects Database
Summary Data
[8 empty] | No. | Capacity (MW) | Expected CERs (x1000)/yr | No. projects with CERs issued | CERs Issued (x1000)
Total No. of Active Projects: |  | --------------------------------------------------------------------------------------- | [5 empty] | 2330 | 112685.1148 | 336377.8037 | 482 | 85745.29
| Total Large-scale Projects (>15 MW): | [6 empty] | 1158 | 102486.401 | 291501.692 | 246 | 71192.572
| Total Small-scale Projects (≤ 15 MW): | [6 empty] | 1172 | 10198.7138 | 44376.0857 | 236 | 14552.718
By Region: |  |  | Large-scale |  | Small-scale
| Africa & Middle East |  | 9 |  | 13 |  |  | 22 | 2195.62 | 8039.77 | 0 | 0
| Asia Pacific |  | 1031 |  | 1084 |  |  | 2115 | 88117.0058 | 260738.038 | 421 | 73816.775
| Europe |  | 7 |  | 16 |  |  | 23 | 2052.076 | 2244.233 | 1 | 1.033
| Latin America |  | 190 |  | 157 |  |  | 347 | 28580.25 | 65355.7627 | 60 | 11927.482
Large-Scale Hydros by Stage:
|  | Africa & Middle East |  | Asia Pacific |  | Europe | Latin America | Total
At validation: |  | 4 |  | 454 |  | 3 | 116 | 577
Requested registration: |  | 0 |  | 3 |  | 0 | 2 | 5
Registered: |  | 3 |  | 514 |  | 1 | 52 | 570
Under review or correction: |  | 0 |  | 0 |  | 0 | 0 | 0
Rejected or Withdrawn: |  | 0 |  | 11 |  | 2 | 5 | 18
Total Large-scale projects currently open for comment: |  |  |  |  | 16
Total Small-scale projects currently open for comment: |  |  |  |  | 15 | [7 empty] | Updated: Sunday, June 03, 2012
Version 0.3

## All projects
All projects in the CDM pipeline
|  |  | Parties Involved |  |  |  |  | Project Activity |  |  |  |  | Key Dates | [9 empty] | CERs Issuance
Project Ref No. | Project Name | Type1 | Location | Credit Buyer | Status | Validator | PDD Consultant | Size (Large-/ Small-scale)2 | Capacity (MW) | Power Density (W/m2)3 | Credit Period (yrs) | No. CERs4 Av./yr (x1000) | Start comment date | Project start date | Planned operational/ crediting date | Other Key Dates | Comments received5 | Baseline & Monitoring Methodology | WCD Mentioned in PDD6 | WCD Compliance Required for use in EU ETS7 | Proposed Baseline | Region | Total CERs issued (x1000) | 1st Issuance Date and CERs (x1000) |  | 2nd Issuance Date and CERs (x1000) |  | 3rd Issuance Date and CERs (x1000) |  | 4th Issuance Date and CERs (x1000) |  | 5th Issuance Date and CERs (x1000) |  | 6th Issuance Date and CERs (x1000) |  | 7th Issuance Date and CERs (x1000) |  | 8th Issuance Data and CERs (x1000) |  | Verifier | Purchasing Country 1 | Purchasing Country 2 | Purchasing Country 3 | Current Status
NYA | Naliu Hydropower Station in Xiyang River, Funing County, Yunnan Province | New Dam | China | Sweden (Carbon Asset Management Sweden Pte. Ltd.) | At validation | RINA | - | Large | 24 | 13.3 | 7 renewable | 57.046 | 2012-06-03 | 2010-07-01 | 2012-10-01 | Open for comment: 03/06/12 - 02/07/12 | SO | ACM0002 ver. 13 | NO | Yes | Grid-connected power from other sources | Asia Pacific | [18 empty] | Sweden |  |  | Active
NYA | Gansu Diebu Sangba third cascade small hydropower project | New Dam/'Run of the River' | China | Sweden (SIA Climate Futures) | At validation | Perry Johnson Registrars Carbon Emissions Services | - | Small | 5 | - | 7 renewable | 17.868 | 2012-06-02 | 2011-07-05 | 2013-01-01 | Open for comment: 02/06/12 - 01/07/12 | SO | AMS-I.D. ver. 17 | NO | No | Grid-connected power from other sources | Asia Pacific | [18 empty] | Sweden |  |  | Active
NYA | Sichuan Xiashimen small hydropower project | New Dam/'Run of the River' | China | Sweden (SIA Climate Futures) | At validation | Perry Johnson Registrars Carbon Emissions Services | - | Small | 8 | - | 7 renewable | 24.391 | 2012-06-02 | 2012-06-01 | 2013-07-01 | Open for comment: 02/06/12 - 01/07/12 | SO | AMS-I.D. ver. 17 | NO | No | Grid-connected power from other sources | Asia Pacific | [18 empty] | Sweden |  |  | Active
NYA | Small Hydro Power Plant Bugres CEEE | Existing Dam | Brazil | - | At validation | Perry Johnson Registrars Carbon Emissions Services | - | Small | 13 | - | 7 renewable | 5.875 | 2012-06-02 | 2012-06-01 | 2013-01-01 | Open for comment: 02/06/12 - 01/07/12 | SO | ACM0002 ver. 13 | NO | No | Grid-connected power from other sources | Latin America | [18 empty] | - |  |  | Active
NYA | CDM hydroelectric projects at Oibita River | New Dam/'Run of the River' | Colombia | - | At validation | Perry Johnson Registrars Carbon Emissions Services | - | Large | 39.8 | - | 7 renewable | 116.529 | 2012-05-30 | 2012-03-30 | 2015-01-01 | Open for comment: 30/05/12 - 28/06/12 | SO | ACM0002 ver. 13 | NO | Yes | Grid-connected power from other sources | Latin America | [18 empty] | - |  |  | Active
NYA | LuquanLuquan County Tiesuoqiao Hydropower Project | New Dam/'Run of the River' | China | - | At validation | TÜV-NORD | - | Large | 24 | 664.67 | 7 renewable | 72.044 | 2012-05-29 | 2008-07-10 | 2012-10-01 | Open for comment: 29/05/12 - 27/06/12 | SO | ACM0002 ver. 13 | NO | Yes | Grid-connected power from other sources | Asia Pacific | [18 empty] | - |  |  | Active
NYA | Sichuan Li County Bajiaodiao Hydropower Project | New Dam/'Run of the River' | China | Japan (J-TEC Co., Ltd.) | At validation | Japan Consulting Institute | - | Small | 12 | - | 7 renewable | 34.245 | 2012-05-28 | 2012-06-15 | 2014-01-01 | Open for comment: 28/05/12 - 26/06/12 | SO | AMS-I.D. ver. 17 | NO | No | Grid-connected power from other sources | Asia Pacific | [18 empty] | Japan |  |  | Active
NYA | Sichuan Li County Wentai Hydropower Project | New Dam/'Run of the River' | China | Japan (J-TEC Co., Ltd.) | At validation | Japan Consulting Institute | - | Small | 12 | - | 7 renewable | 39.771 | 2012-05-28 | 2012-06-15 | 2015-01-01 | Open for comment: 28/05/12 - 26/06/12 | SO | AMS-I.D. ver. 17 | NO | No | Grid-connected power from other sources | Asia Pacific | [18 empty] | Japan |  |  | Active
NYA | Uhl Khad Hydro Electric Project in Himachal Pradesh, India | New Dam/'Run of the River' | India | - | At validation | RINA | - | Small | 14 | - | 10 fixed | 57.225 | 2012-05-26 | 2012-07-01 | 2015-07-01 | Open for comment: 26/05/12 - 24/06/12 | SO | AMS-I.D. ver. 17 | NO | No | Grid-connected power from other sources | Asia Pacific | [18 empty] | - |  |  | Active
NYA | Sichuan Guangjinba Hydropower Project | New Dam/'Run of the River' | China | Japan (J-TEC Co., Ltd.) | At validation | Japan Consulting Institute | - | Large | 20 | 1420 | 7 renewable | 68.997 | 2012-05-25 | 2012-07-15 | 2014-01-01 | Open for comment: 25/05/12 - 23/06/12 | SO | ACM0002 ver. 13 | NO | No | Grid-connected power from other sources | Asia Pacific | [18 empty] | Japan |  |  | Active
NYA | Sichuan niba and relong bundle small hydropower project | New Dam/'Run of the River' | China | Sweden (SIA Climate Futures) | At validation | Perry Johnson Registrars Carbon Emissions Services | - | Small | 13.1 | - | 7 renewable | 40.102 | 2012-05-24 | 2011-10-15 | 2013-07-01 | Open for comment: 24/05/12 - 22/06/12 | SO | AMS-I.D. ver. 17 | NO | No | Grid-connected power from other sources | Asia Pacific | [18 empty] | Sweden |  |  | Active
NYA | Sichuan Ganluo Jinaiwoga Hydropower Project | New Dam | China | Switzerland (Arcadia Energy (Suisse) S.A. + Q.C.A. AG) | At validation | LGAI Technological Center, S.A. | - | Small | 12 | 114.28 | 7 renewable | 33.843 | 2012-05-22 | 2011-11-06 | 2012-10-01 | Open for comment: 22/05/12 - 20/06/12 | SO | AMS-I.D. ver. 17 | NO | No | Grid-connected power from other sources | Asia Pacific | [18 empty] | Switzerland |  |  | Active
NYA | 75MW Yunnan Nuozu Hydropower Project | New Dam | China | UK (Citigroup Global Markets Ltd) | At validation | ERM Certification and Verification Services Ltd. | - | Large | 75 | 117.19 | 7 renewable | 206.174 | 2012-05-17 | 2005-12-15 | 2013-01-01 | Open for comment: 17/05/12 - 15/06/12 | SO | ACM0002 ver. 13 | NO | Yes | Grid-connected power from other sources | Asia Pacific | [18 empty] | UK |  |  | Active
NYA | 100MW Yunnan Fenghuanggu Hydropower Project | New Dam | China | UK (Citigroup Global Markets Ltd) | At validation | ERM Certification and Verification Services Ltd. | - | Large | 100 | 34.82 | 7 renewable | 243.269 | 2012-05-17 | 2006-03-20 | 2013-01-01 | Open for comment: 17/05/12 - 15/06/12 | SO | ACM0002 ver. 13 | NO | Yes | Grid-connected power from other sources | Asia Pacific | [18 empty] | UK |  |  | Active
NYA | Sichuan Tongjiang Shidongkou and Bixi bundled Hydropower Project | New Dam | China | Switzerland (Vitol S.A.) | At validation | TÜV-Rheinland | - | Large | 20.6 | 46 | 7 renewable | 60.778 | 2012-05-17 | 2011-12-01 | 2013-04-01 | Open for comment: 17/05/12 - 15/06/12 | SO | ACM0002 ver. 13 | NO | Yes | Grid-connected power from other sources | Asia Pacific | [18 empty] | Switzerland |  |  | Active
NYA | Sichuan Yuexi Mantan Hydro Power Project | New Dam | China | Switzerland (Vitol S.A.) | At validation | TÜV-Rheinland | - | Large | 75 | 694 | 7 renewable | 242.486 | 2012-05-16 | 2011-12-01 | 2014-01-01 | Open for comment: 16/05/12 - 14/06/12 | SO | ACM0002 ver. 13 | NO | Yes | Grid-connected power from other sources | Asia Pacific | [18 empty] | Switzerland |  |  | Active
NYA | Yumen Shulehe Yueliangwan First Cascade Hydropower Project | New Dam/'Run of the River' | China | UK (European Carbon Capital Ltd.) | At validation | LGAI Technological Center, S.A. | - | Small | 13.5 | - | 7 renewable | 41.049 | 2012-05-16 | 2011-11-20 | 2013-11-01 | Open for comment: 16/05/12 - 14/06/12 | SO | AMS-I.D. ver. 17 | NO | No | Grid-connected power from other sources | Asia Pacific | [18 empty] | UK |  |  | Active
NYA | Sichuan Tongjiang Hongkou Hydro Power Project | New Dam | China | Switzerland (Vitol S.A.) | At validation | TÜV-Rheinland | - | Large | 24 | 23.5 | 7 renewable | 67.623 | 2012-05-16 | 2011-12-01 | 2013-04-01 | Open for comment: 16/05/12 - 14/06/12 | SO | ACM0002 ver. 13 | NO | Yes | Grid-connected power from other sources | Asia Pacific | [18 empty] | Switzerland |  |  | Active
NYA | Sichuan Aba Anqiang Expansion Hydro Power Project | New Dam | China | Switzerland (Vitol S.A.) | At validation | TÜV-Rheinland | - | Small | 2.5 | 42.5 | 7 renewable | 50.958 | 2012-05-16 | 2011-12-01 | 2014-01-01 | Open for comment: 16/05/12 - 14/06/12 | SO | ACM0002 ver. 13 | NO | No | Grid-connected power from other sources | Asia Pacific | [18 empty] | Switzerland |  |  | Active
NYA | Pakke Bung – I Hydro Electric Power Project | New Dam/'Run of the River' | India | - | At validation | Lloyd’s | - | Large | 48 | - | 10 fixed | 187.699 | 2012-05-15 | 2012-10-31 | 2016-04-01 | Open for comment: 15/05/12 - 13/06/12 | SO | ACM0002 ver. 13 | NO | Yes | Grid-connected power from other sources | Asia Pacific | [18 empty] | - |  |  | Active
NYA | Pakke Bung-III, Hydro Electric Project at Arunachal Pradesh, India | New Dam/'Run of the River' | India | - | At validation | Lloyd’s | - | Large | 36 | - | 10 fixed | 134.973 | 2012-05-15 | 2012-10-31 | 2016-04-01 | Open for comment: 15/05/12 - 13/06/12 | SO | ACM0002 ver. 13 | NO | Yes | Grid-connected power from other sources | Asia Pacific | [18 empty] | - |  |  | Active
NYA | Pakke Bung-IV, Hydro Electric Project in Arunachal Pradesh, India | New Dam/'Run of the River' | India | - | At validation | Lloyd’s | - | Small | 12 | - | 10 fixed | 40.585 | 2012-05-15 | 2012-10-31 | 2016-04-01 | Open for comment: 15/05/12 - 13/06/12 | SO | AMS-I.D. ver. 17 | NO | No | Grid-connected power from other sources | Asia Pacific | [18 empty] | - |  |  | Active
NYA | Pakke Bung-II, Hydro Electric Project in Arunachal Pradesh, India | New Dam/'Run of the River' | India | - | At validation | Lloyd’s | - | Small | 15 | - | 10 fixed | 50.76 | 2012-05-15 | 2012-10-31 | 2016-04-01 | Open for comment: 15/05/12 - 13/06/12 | SO | AMS-I.D. ver. 17 | NO | No | Grid-connected power from other sources | Asia Pacific | [18 empty] | - |  |  | Active
NYA | Potrero Hydropower Plant, Peru | New Dam/'Run of the River' | Peru | - | At validation | ERM Certification and Verification Services Ltd. | - | Large | 19.9 | - | 7 renewable | 88.266 | 2012-05-12 | 2013-01-01 | 2016-01-01 | Open for comment: 12/05/12 - 10/06/12 | SO | ACM0002 ver. 12 | NO | No | Grid-connected power from other sources | Latin America | [18 empty] | - |  |  | Active
NYA | Wudu Dayuanba Hydroelectric project in Gansu province | New Dam/'Run of the River' | China | - | At validation | LGAI Technological Center, S.A. | - | Large | 26 | 520 | 7 renewable | 92.061 | 2012-05-11 | 2011-08-01 | 2013-07-01 | Open for comment: 11/05/12 - 09/06/12 | SO | ACM0002 ver. 12 | NO | Yes | Grid-connected power from other sources | Asia Pacific | [18 empty] | - |  |  | Active
NYA | Guanjiahetan Hydropower project in Qinghai province | New Dam/'Run of the River' | China | UK (Blue World Carbon Capital PCC) | At validation | LGAI Technological Center, S.A. | - | Large | 20 | 606 | 7 renewable | 63.685 | 2012-05-11 | 2011-10-01 | 2013-07-01 | Open for comment: 11/05/12 - 09/06/12 | SO | ACM0002 ver. 12 | NO | No | Grid-connected power from other sources | Asia Pacific | [18 empty] | UK |  |  | Active
NYA | Construction and operation of the Hydraulic Power Plant Chicoasén II | New Dam | Mexico | - | At validation | LGAI Technological Center, S.A. | Carbon Solutions de México S.A. de C.V. | Large | 241.2 | 127.25 | 10 fixed | 299.436 | 2012-05-09 | 2012-10-31 | 2017-07-01 | Open for comment: 09/05/12 - 07/06/12 | SO | ACM0002 ver. 12 | NO | Yes | Grid-connected power from other sources | Latin America | [18 empty] | - |  |  | Active
NYA | Kiriwaneliya Mini Hydro Power Project | New Dam/'Run of the River' | Sri Lanka | - | At validation | DNV | - | Small | 4.65 | - | 10 fixed | 9.017 | 2012-05-08 | 2010-03-22 | 2012-10-01 | Open for comment: 08/05/12 - 06/06/12 | SO | AMS-I.D. ver. 17 | NO | No | Grid-connected power from other sources | Asia Pacific | [18 empty] | - |  |  | Active
NYA | Diebu Lazikou III 5.7MW Hydropower Project in Gansu Province | New Dam/'Run of the River' | China | UK (Climate Bridge Ltd.) | At validation | Japan Consulting Institute | - | Small | 5.7 | 408.3 | 7 renewable | 20.275 | 2012-05-08 | 2011-04-03 | 2013-05-01 | Open for comment: 08/05/12 - 06/06/12 | SO | AMS-I.D. ver. 17 | NO | No | Grid-connected power from other sources | Asia Pacific | [18 empty] | UK |  |  | Active
NYA | Nyamjang Chhu Hydro Electric Project | New Dam/'Run of the River' | India | - | At validation | KBS Certification Services Pvt. Ltd | - | Large | 780 | 1950 | 10 fixed | 3064.215 | 2012-05-06 | 2012-09-01 | 2017-04-01 | Open for comment: 06/05/12 - 04/06/12 | SO | ACM0002 ver. 12 | NO | Yes | Grid-connected power from other sources | Asia Pacific | [18 empty] | - |  |  | Active
NYA | Miyar Hydroelectric Project | New Dam/'Run of the River' | India | - | At validation | Bureau Veritas Certification Holding SAS | Perenia Carbon India Pvt. Ltd | Large | 120 | 738 | 7 renewable | 412.176 | 2012-05-01 | 2011-03-16 | 2018-05-01 | Open for comment: 01/05/12 - 30/05/12 |  | ACM0002 ver. 12 | NO | Yes | Grid-connected power from other sources | Asia Pacific | [18 empty] | - |  |  | Active
NYA | Nafra Hydroelectric Project, India | New Dam/'Run of the River' | India | - | At validation | KBS Certification Services Pvt. Ltd | Perenia Carbon India Pvt. Ltd | Large | 120 | 367 | 7 renewable | 438.535 | 2012-05-01 | 2012-01-02 | 2014-07-01 | Open for comment: 01/05/12 - 30/05/12 |  | ACM0002 ver. 12 | NO | Yes | Grid-connected power from other sources | Asia Pacific | [18 empty] | - |  |  | Active
NYA | Marjingla II Hydro Electric Project, Arunachal Pradesh, India | New Dam/'Run of the River' | India | - | At validation | Bureau Veritas Certification Holding SAS | - | Large | 39 | - | 10 fixed | 154.832 | 2012-04-29 | - | 2016-04-01 | Open for comment: 29/04/12 - 28/05/12 |  | ACM0002 ver. 12 | NO | Yes | Grid-connected power from other sources | Asia Pacific | [18 empty] | - |  |  | Active
NYA | Duojiashan Expansion Hydropower Project in Gansu Province + | Existing Dam | China | UK (EUROPEAN CLIMATE CAPITAL PCC) | At validation | China Quality Certification Center | - | Small | 11.5 | 35 | 7 renewable | 37.867 | 2012-04-29 | 2010-02-11 | 2012-09-01 | Open for comment: 29/04/12 - 28/05/12 |  | ACM0002 ver. 12 | NO | No | Grid-connected power from other sources | Asia Pacific | [18 empty] | UK |  |  | Active
NYA | Mahan Small Hydro Electric Project Scheme-III, Chattisgarh State, India | New Dam/'Run of the River' | India | - | At validation | TÜV Rheinland | - | Large | 24.75 | - | 10 fixed | 69.925 | 2012-04-29 | 2009-03-30 | 2012-08-01 | Open for commnet: 29/04/12 - 28/05/12 |  | ACM0002 ver. 12 | NO | Yes | Grid-connected power from other sources | Asia Pacific | [18 empty] | - |  |  | Active
NYA | Sichuan Danba County Dulanggou 1st and 2nd Cascade Bundled Small Hydropower Project | New Dam/'Run of the River' | China | UK (European Carbon Capital Limited) | At validation | LGAI Technological Center, S.A. | Hunan Tongzhou Environment Technology Co.,Ltd | Small | 10 | - | 7 renewable | 36.386 | 2012-04-28 | 2011-08-10 | 2012-10-01 | Open for comment: 28/04/12 - 27/05/12 |  | AMS-I.D. ver. 17 | NO | No | Grid-connected power from other sources | Asia Pacific | [18 empty] | UK |  |  | Active
NYA | Hunan Guiyang County Datan Hydropower Project | New Dam | China | UK (European Carbon Capital Ltd.) | At validation | LGAI Technological Center, S.A. | Hunan Tongzhou Environment Technology Co.,Ltd | Large | 30 | 19.3 | 7 renewable | 62.215 | 2012-04-28 | 2011-08-03 | 2013-02-01 | Open for comment: 28/04/12 - 27/05/12 |  | ACM0002 ver. 12 | NO | Yes | Grid-connected power from other sources | Asia Pacific | [18 empty] | UK |  |  | Active
NYA | Pachuk-II, Lower Hydro Electric project in Arunachal Pradesh, India | New Dam/'Run of the River' | India | - | At validation | Bureau Veritas Certification Holding SAS | EDCL-Seppa Lada Hydro Electric Pvt. Ltd | Large | 45 | - | 10 fixed | 168.885 | 2012-04-28 | 2013-04-01 | 2016-04-01 | Open for comment: 28/04/12 - 27/05/12 |  | ACM0002 ver. 12 | NO | Yes | Grid-connected power from other sources | Asia Pacific | [18 empty] | - |  |  | Active
NYA | Xinjiang Hami Shichengzi Cascade I and II Hydro Power Bundle Project | New Dam/'Run of the River' | China | Japan (Carbon Capital Management, Inc.) | At validation | CEPREI certification body | Carbon Capital Management, Inc. (Japan) | Small | 15 | - | 7 renewable | 33.443 | 2012-04-28 | 2012-04-12 | 2013-01-01 | Open for comment: 28/04/12 - 27/05/12 |  | AMS-I.D. ver. 17 | NO | No | Grid-connected power from other sources | Asia Pacific | [18 empty] | Japan |  |  | Active
NYA | Tsachu-I Hydro Electric Project at Arunachal Pradesh, India | New Dam/'Run of the River' | India | - | At validation | Bureau Veritas Certification Holding SAS | EDCL - Tawang Upper Tsachu Hydro Electric Private Limited | Large | 48 | - | 10 fixed | 180.56 | 2012-04-28 | 2013-04-01 | 2016-04-01 | Open for comment: 28/04/12 - 27/05/12 |  | ACM0002 ver. 12 | NO | Yes | Grid-connected power from other sources | Asia Pacific | [18 empty] | - |  |  | Active
NYA | Hunan Lanshan County Zhongye and Yongzhou City Lingling Bundled Small Hydropower Project | New Dam/'Run of the River' | China | UK (European Carbon Capital Limited) | At validation | LGAI Technological Center, S.A. | Hunan Tongzhou Environment Technology Co.,Ltd | Small | 12.43 | - | 7 renewable | 33.54 | 2012-04-28 | 2011-08-02 | 2012-10-01 | Open for comment: 28/04/12 - 27/05/12 |  | AMS-I.D. ver. 17 | NO | No | Grid-connected power from other sources | Asia Pacific | [18 empty] | UK |  |  | Active
NYA | Sichuan Baishuijiang Duonuo Hydropower Project | New Dam/'Run of the River' | China | Netherlands (Deutsche Bank AG, London Branch) | At validation | ERM Certification and Verification Services Ltd. | Marukyu Shanghai Environment Co., Ltd. | Large | 100 | 56.82 | 7 renewable | 290.723 | 2012-04-28 | 2009-07-06 | 2012-10-01 | Open for comment: 28/04/12 - 27/05/12 |  | ACM0002 ver. 12 | NO | Yes | Grid-connected power from other sources | Asia Pacific | [18 empty] | Netherlands |  |  | Active
NYA | Yunnan Yuanjiang County Qinggui Small Hydropower Project | New Dam/'Run of the River' | China | UK (European Carbon Capital Limited) | At validation | LGAI Technological Center, S.A. | Hunan Tongzhou Environment Technology Co.,Ltd | Small | 11 | - | 7 renewable | 32.042 | 2012-04-28 | 2011-09-21 | 2012-10-01 | Open for comment: 28/04/12 - 27/05/12 |  | AMS-I.D. ver. 17 | NO | No | Grid-connected power from other sources | Asia Pacific | [18 empty] | UK |  |  | Active
NYA | Huangshui Huanghui Hydropower Project + | New Dam/'Run of the River' | China | Netherlands (EDF Trading Limited) | At validation | JACO CDM., LTD | Beijing Karbon Energy Consulting Co., Ltd | Small | 12.3 | 75.89 | 7 renewable | 39.868 | 2012-04-28 | 2010-01-18 | 2012-11-01 | Open for comment: 28/04/12 - 27/05/12 |  | AMS-I.D. ver. 17 | NO | No | Grid-connected power from other sources | Asia Pacific | [18 empty] | Netherlands |  |  | Active
NYA | Sichuan Danba County Kuiyonggou 1st Cascade Hydropower Project | New Dam/'Run of the River' | China | UK (European Carbon Capital Ltd.) | At validation | LGAI Technological Center, S.A. | Hunan Tongzhou Environment Technology Co.,Ltd. | Large | 21 | - | 7 renewable | 66.427 | 2012-04-28 | 2011-10-05 | 2013-10-01 | Open for comment: 28/04/12 - 27/05/12 |  | ACM0002 ver. 12 | NO | Yes | Grid-connected power from other sources | Asia Pacific | [18 empty] | UK |  |  | Active
NYA | Fusong county Dougouzi, Qingchuan 2nd and Jingyu County Fusheng Bundled Hydropower Station Project | New Dam | China | UK (Innovative Carbon Investment Corporation) | At validation | China Environmental United Certification Center Co., Ltd. | Changsha WuSeShi Environmental Protection Technology Co., Ltd. | Small | 14.7 | 139.7 | 7 renewable | 35.411 | 2012-04-27 | 2011-04-20 | 2012-09-01 | Open for comment: 27/04/12 - 26/05/12 |  | AMS-I.D. ver. 17 | NO | No | Grid-connected power from other sources | Asia Pacific | [18 empty] | UK |  |  | Active
NYA | Hunan Shuangpai Hydropower Expansion Project | Existing Dam | China | UK (Originate Carbon Ltd.) | At validation | CEPREI certification body | Changsha WuSeShi Environmental Protection Technology Co., Ltd. | Small | 15 | - | 7 renewable | 44.802 | 2012-04-27 | 2011-01-05 | 2012-07-01 | Open for comment: 27/04/12 - 26/05/12 |  | AMS-I.D. ver. 17 | NO | No | Grid-connected power from other sources | Asia Pacific | [18 empty] | UK |  |  | Active
NYA | 1 MW Hydro Power Project by M/s Oreva Energy Private Limited | Existing Dam | India | - | At validation | TÜV Rheinland | - | Small | 1 | - | 10 fixed | 4.89 | 2012-04-27 | 2010-04-22 | 2012-12-01 | Open for comment: 27/04/12 - 26/05/12 |  | AMS-I.D. ver. 17 | NO | No | Grid-connected power from other sources | Asia Pacific | [18 empty] | - |  |  | Active
NYA | Yunnan Damengtong River Dazhaizi Hydropower Station Project | New Dam | China | UK (Carbon Trading Capital Limited.) | At validation | Hong Kong Quality Assurance Agency | Aigete Global Environment Technology Co., Ltd. | Large | 19 | 12.87 | 7 renewable | 53.632 | 2012-04-27 | 2009-02-16 | 2013-07-01 | Open for comment: 27/04/12 - 26/05/12 |  | ACM0002 ver. 12 | NO | No | Grid-connected power from other sources | Asia Pacific | [18 empty] | UK |  |  | Active
NYA | Dala River Goujiesi Hydropower Project in Diebu County of Gansu Province | New Dam/'Run of the River' | China | UK (Blue World Carbon Capital PCC) | At validation | LGAI Technological Center, S.A. | - | Large | 24 | - | 7 renewable | 82.099 | 2012-04-26 | 2011-10-30 | 2012-09-01 | Open for comment: 26/04/12 - 25/05/12 |  | ACM0002 ver. 12 | NO | Yes | Grid-connected power from other sources | Asia Pacific | [18 empty] | UK |  |  | Active
NYA | Daban Small Hydropower Project in Gansu province | New Dam/'Run of the River' | China | UK (Blue World Carbon Capital PCC) | At validation | LGAI Technological Center, S.A. | - | Small | 12 | - | 7 renewable | 40.232 | 2012-04-26 | 2012-03-10 | 2013-07-01 | Open for comment: 26/04/12 - 25/05/12 |  | AMS-I.D. ver. 17 | NO | No | Grid-connected power from other sources | Asia Pacific | [18 empty] | UK |  |  | Active
NYA | Baishuijiang Qujiahekou Hydro Power Project | New Dam/'Run of the River' | China | - | At validation | China Environmental United Certification Center Co., Ltd. | DTM (Beijing) Energy Technology Development Co., Ltd. | Large | 28 | 7021 | 7 renewable | 109.958 | 2012-04-26 | 2012-06-01 | 2013-01-01 | Open for comment: 26/04/12 - 25/05/12 |  | ACM0002 ver. 12 | NO | Yes | Grid-connected power from other sources | Asia Pacific | [18 empty] | - |  |  | Active
NYA | Yunnan Lishe River Dawan Hydropower Station | New Dam | China | - | At validation | China Quality Certification Center | Beijing Tianqing Power International CDM Consulting, Co., Ltd. | Large | 49.8 | 32.5 | 7 renewable | 141.554 | 2012-04-26 | 2011-12-15 | 2014-08-01 | Open for comment: 26/04/12 - 25/05/12 |  | ACM0002 ver. 12 | NO | Yes | Grid-connected power from other sources | Asia Pacific | [18 empty] | - |  |  | Active
NYA | Molinos de Agua Run-of-the-River Hydroelectric Project | New Dam/'Run of the River' | Chile | - | At validation | Perry Johnson Registrars Carbon Emissions Services | Triferlu Ltda | Large | 19.4 | - | 7 renewable | 62.991 | 2012-04-25 | 2012-08-01 | 2015-01-01 | Open for comment: 25/04/12 - 24/05/12 |  | ACM0002 ver. 12 | NO | No | Grid-connected power from other sources | Latin America | [18 empty] | - |  |  | Active
NYA | OCAÑA Hydropower Project | New Dam/'Run of the River' | Ecuador | Netherlands (Vattenfall Energy Trading Netherlands N.V.) | At validation | Bureau Veritas Certification Holding SAS | Electro Generadora del Austro ELECAUSTRO S. A. | Large | 26 | 2364 | 7 renewable | 112.943 | 2012-04-25 | 2008-04-03 | 2012-09-15 | Open for comment: 25/04/12 - 24/05/12 |  | ACM0002 ver. 12 | NO | Yes | Grid-connected power from other sources | Latin America | [18 empty] | Netherlands |  |  | Active
NYA | 24 MW Kukke Hydro Power Project in Karnataka | New Dam/'Run of the River' | India | - | At validation | DNV | Kukke Hydro Projects Pvt. Ltd | Large | 24 | - | 7 renewable | 60.306 | 2012-04-25 | 2012-07-01 | 2014-06-01 | Open for comment: 25/04/12 - 24/05/12 |  | ACM0002 ver. 12 | NO | Yes | Grid-connected power from other sources | Asia Pacific | [18 empty] | - |  |  | Active
NYA | Cijevna Hydro Power Bundle Bosnia Herzegovina | New Dam/'Run of the River' | Bosnia and Herzegovina | - | At validation | Bureau Veritas Certification Holding SAS | GFA ENVEST GmbH | Large | 81 | 7.8 | 7 renewable | 273.534 | 2012-04-25 | - | 2015-08-01 | Open for comment: 25/04/12 - 24/05/12 |  | ACM0002 ver. 12 | NO | Yes | Grid-connected power from other sources | Europe | [18 empty] | - |  |  | Active
NYA | Achibueno Hydroelectric Project | New Dam/'Run of the River' | Chile | - | At validation | Perry Johnson Registrars Carbon Emissions Services | Triferlu Ltda | Large | 135 | - | 7 renewable | 433.882 | 2012-04-25 | 2011-11-15 | 2014-05-01 | Open for comment: 25/04/12 - 24/05/12 |  | ACM0002 ver. 12 | NO | Yes | Grid-connected power from other sources | Latin America | [18 empty] | - |  |  | Active
NYA | Jirau Hydro Power Plant | New Dam/'Run of the River' | Brazil | - | At validation | Lloyd’s | - | Large | 3750 | 18.05 | 7 renewable | 6180.62 | 2012-04-24 | 2008-07-22 | 2013-07-01 | Open for comment: 24/04/12 - 23/05/12 |  | ACM0002 ver. 12 | NO | Yes | Grid-connected power from other sources | Latin America | [18 empty] | - |  |  | Active
NYA | Zhaotong Niulanjiang Huangjiaoshu Hydropower Project | New Dam | China | UK (Low Carbon Assets Management Corporation) | At validation | Japan Consulting Institute | Low Carbon Assets Management Corporation | Large | 240 | 44.46 | 10 fixed | 661.167 | 2012-04-21 | 2007-10-06 | 2012-07-01 | Open for comment: 21/04/12 - 20/05/12 |  | ACM0002 ver. 12 | NO | Yes | Grid-connected power from other sources | Asia Pacific | [18 empty] | UK |  |  | Active
NYA | Hubei Tianzhaihe Hydropower Project | New Dam | China | Sweden (SIA Climate Futures) | At validation | RINA | Beijing Yongrijinglan Consulting Co., Ltd. | Large | 16 | 19.41 | 7 renewable | 40.051 | 2012-04-21 | 2006-10-01 | 2012-08-01 | Open for comment: 21/04/12 - 20/05/12 |  | ACM0002 ver. 12 | NO | No | Grid-connected power from other sources | Asia Pacific | [18 empty] | Sweden |  |  | Active
NYA | Grid Connected Coconuco Hydroelectric Expansion Project (GC - CHEP) + | New Dam/'Run of the River' | Colombia | - | At validation | Perry Johnson Registrars Carbon Emissions Services | OPTIM Consult S.A.S. | Small | 3.2 | - | 7 renewable | 6.952 | 2012-04-20 | 2007-06-13 | 2013-01-01 | Open for comment: 20/04/12 - 19/05/12 |  | AMS-I.D. ver. 17 | NO | No | Grid-connected power from other sources | Latin America | [18 empty] | - |  |  | Active
NYA | Aba Minjiang river Jiangseba Hydropower Project | New Dam/'Run of the River' | China | Switzerland (Vitol.S.A. + North Balance Co., Ltd.) | At validation | Japan Consulting Institute | - | Large | 128 | 984.62 | 7 renewable | 388.976 | 2012-04-20 | 2008-03-25 | 2012-08-01 | Open for comment: 20/04/12 - 19/05/12 |  | ACM0002 ver. 12 | NO | Yes | Grid-connected power from other sources | Asia Pacific | [18 empty] | Switzerland |  |  | Active
NYA | Desang Hydro Power Project at Assam, India | New Dam/'Run of the River' | India | - | At validation | SGS United Kingdom Limited | Desang Hydel Power Company LLP | Small | 9 | - | 10 fixed | 39.45 | 2012-04-19 | - | 2014-04-01 | Open for comment: 19/04/12 - 18/05/12 |  | AMS-I.D. ver. 17 | NO | No | Grid-connected power from other sources | Asia Pacific | [18 empty] | - |  |  | Active
NYA | Sichuan Wenchuan County Sanping Hydropower Project | New Dam/'Run of the River' | China | Switzerland (Vitol.S.A. + North Balance Co., Ltd.) | At validation | Japan Consulting Institute | - | Large | 72 | 480 | 7 renewable | 229.942 | 2012-04-19 | 2008-01-10 | 2012-08-01 | Open for comment: 19/04/12 - 18/05/12 |  | ACM0002 ver. 12 | NO | Yes | Grid-connected power from other sources | Asia Pacific | [18 empty] | Switzerland |  |  | Active
NYA | Pachuk-1, Hydro Electric Project at Arunachal Pradesh, India | New Dam/'Run of the River' | India | - | At validation | Bureau Veritas Certification Holding SAS | EDCL-Seppa Pachuk Power Pvt Ltd | Large | 92 | - | 10 fixed | 345.277 | 2012-04-19 | 2013-04-01 | 2016-04-01 | Open for comment: 19/04/12 - 18/05/12 |  | ACM0002 ver. 12 | NO | Yes | Grid-connected power from other sources | Asia Pacific | [18 empty] | - |  |  | Active
NYA | Tsachu – I Lower Hydro Electric Project at Arunachal Pradesh, India | New Dam/'Run of the River' | India | - | At validation | Bureau Veritas Certification Holding SAS | EDCL- Tawang Lower Tsachu Hydro Electric Private Ltd. | Large | 90 | - | 10 fixed | 344.684 | 2012-04-19 | 2013-04-01 | 2016-04-01 | Open for comment: 19/04/12 - 18/05/12 |  | ACM0002 ver. 12 | NO | Yes | Grid-connected power from other sources | Asia Pacific | [18 empty] | - |  |  | Active
NYA | Chucás Hydroelectric Project | New Dam | Costa Rica | - | At validation | Spanish Association for Standardisation and Certification | MGM Innova | Large | 50 | 638 | 7 renewable | 60.335 | 2012-04-18 | 2011-07-29 | 2014-10-01 | Open for comment: 18/04/12 - 17/05/12 |  | ACM0002 ver. 12 | NO | Yes | Grid-connected power from other sources | Latin America | [18 empty] | - |  |  | Active
NYA | 20 MW Roura- II Hydro Electric Project by Roura Non Conventional Energy Pvt Ltd | New Dam/'Run of the River' | India | - | At validation | TÜV-Rheinland | Roura Non Conventional Energy Pvt. Ltd | Large | 20 | - | 10 fixed | 85.202 | 2012-04-17 | 2012-07-15 | 2014-07-01 | Open for comment: 17/04/12 - 16/05/12 |  | ACM0002 ver. 12 | NO | No | Grid-connected power from other sources | Asia Pacific | [18 empty] | - |  |  | Active
NYA | Jin River Cascade II Hydropower Project in Mabian Yi Autonomous County | New Dam/'Run of the River' | China | - | At validation | China Classification Society Certification Company | - | Large | 33 | - | 7 renewable | 106.993 | 2012-04-17 | 2011-10-09 | 2012-10-01 | Open for comment: 17/04/12 - 16 /05/12 |  | ACM0002 ver. 12 | NO | Yes | Grid-connected power from other sources | Asia Pacific | [18 empty] | - |  |  | Active
NYA | Sichuan Xiaogouhe Shanping, Shuitanggou and Hongshuigou Bundled Hydropower Project | New Dam/'Run of the River' | China | Switzerland (Vitol S.A.) | At validation | TÜV-Rheinland | Goldchina Consultancy International Co., Ltd. | Large | 57 | Shanping, 699.44; Shuitanggou, 598.85; Hongshuiggou, 477.88 | 7 renewable | 187.973 | 2012-04-17 | 2011-04-30 | 2012-07-01 | Open for comment: 17/04/12 - 16/05/12 |  | ACM0002 ver. 12 | NO | Yes | Grid-connected power from other sources | Asia Pacific | [18 empty] | Switzerland |  |  | Active
NYA | Mulibettu Hydro Power Project | New Dam/'Run of the River' | India | - | At validation | Bureau Veritas Certification Holding SAS | Soham Phalguni Renewable Energy Pvt. Ltd | Small | 10.5 | - | 7 renewable | 25.009 | 2012-04-16 | 2011-11-15 | 2012-12-01 | Open for comment: 16/04/12 - 15/05/12 |  | AMS-I.D. ver. 17 | NO | No | Grid-connected power from other sources | Asia Pacific | [18 empty] | - |  |  | Active
NYA | Guodian Tulufan Daheyan River Qushou and downstream Cascaded Hydropower Project | New Dam/'Run of the River' | China | UK (Europe New Energy Investment Capital Limited) | At validation | Japan Consulting Institute | Beijing Changjiang River International Holding | Large | 42.05 | - | 7 renewable | 178.784 | 2012-04-14 | 2011-05-05 | 2012-09-01 | Open for comment: 14/04/12 - 13/05/12 |  | ACM0002 ver. 12 | NO | Yes | Grid-connected power from other sources | Asia Pacific | [18 empty] | UK |  |  | Active
NYA | Coca Codo Sinclair Hydroelectric Project | New Dam/'Run of the River' | Ecuador | - | At validation | Bureau Veritas Certification Holding SAS | Technical Commission for GHG Emission Factors Determination | Large | 1500 | 828 | 7 renewable | 4799.699 | 2012-04-13 | 2010-07-28 | 2016-01-01 | Open for comment: 13/04/12 - 12/05/12 |  | ACM0002 ver. 12 | Yes | Yes | Grid-connected power from other sources | Latin America | [18 empty] | - |  |  | Active
NYA | Yingjiang County Mangmianhe Hydropower Project | New Dam/'Run of the River' | China | UK (Climate Corporation Emissions Trading GmbH) | At validation | RINA | Beijing Yongrijinglan Counsulting Co, Ltd. | Small | 3.6 | 115.2 | 7 renewable | 12 | 2012-04-11 | 2009-07-19 | 2012-06-01 | Open for comment: 11/04/12 - 10/05/12 |  | AMS-I.D. ver. 17 | NO | No | Grid-connected power from other sources | Asia Pacific | [18 empty] | UK |  |  | Active
NYA | Sichuan Jiangyou Longfeng Hydropower Station + | New Dam | China | - | At validation | ERM Certification and Verification Services Ltd. | - | Large | 54 | 35 | 7 renewable | 172.91 | 2012-04-11 | 2008-07-31 | 2011-09-01 | Open for comment: 11/04/12 - 10/05/12 |  | ACM0002 ver. 12 | NO | Yes | Grid-connected power from other sources | Asia Pacific | [18 empty] | - |  |  | Active
NYA | Lushui County Gejiehe Hydropower Project | New Dam/'Run of the River' | China | Japan (J-TEC Co., Ltd.) | At validation | Japan Consulting Institute | Marukyu Shanghai Environment Co., Ltd. | Large | 18.9 | - | 7 renewable | 45.659 | 2012-04-11 | 2008-02-14 | 2012-08-01 | Open for comment: 11/04/12 - 10/05/12 |  | ACM0002 ver. 12 | NO | No | Grid-connected power from other sources | Asia Pacific | [18 empty] | Japan |  |  | Active
NYA | Sichuan Guagyuan Bailong River Zhaohua Hydropower Station Project | New Dam | China | UK (EcoSecurities Carbon Portfolio Limited) | At validation | Japan Consulting Institute | - | Large | 60 | 14.3 | 7 renewable | 169.981 | 2012-04-11 | 2010-01-07 | 2013-01-01 | Open for comment: 11/04/12 - 10/05/12 |  | ACM0002 ver. 12 | NO | Yes | Grid-connected power from other sources | Asia Pacific | [18 empty] | UK |  |  | Active
NYA | Tingminghe Hydropower Station in Nujiang Prefecture | New Dam | China | - | At validation | Perry Johnson Registrars Carbon Emissions Services | SIA Climate Futures | Large | 32 | 3547 | 7 renewable | 84.912 | 2012-04-10 | 2012-04-15 | 2015-04-01 | Open for comment: 10/04/12 - 09/05/12 |  | ACM0002 ver. 12 | NO | Yes | Grid-connected power from other sources | Asia Pacific | [18 empty] | - |  |  | Active
NYA | Cerro del Águila Hydropower Plant | New Dam/'Run of the River' | Peru | - | At validation | Swiss Association for Quality and Management Systems | ÉcoRessources Carbone | Large | 507 | 275.17 | 7 renewable | 2001.434 | 2012-04-06 | 2011-11-04 | 2016-01-01 | Open for comment: 06/04/12 - 05/05/12 |  | ACM0002 ver. 12 | NO | Yes | Grid-connected power from other sources | Latin America | [18 empty] | - |  |  | Active
NYA | Jeori Hydro-Electric Project | New Dam/'Run of the River' | India | - | At validation | DNV | Technology house (India) Private Limited. | Small | 9.6 | - | 7 renewable | 43.647 | 2012-04-05 | 2012-06-30 | 2014-06-01 | Open for comment: 05/04/12 - 04/05/12 |  | AMS-I.D. ver. 17 | NO | No | Grid-connected power from other sources | Asia Pacific | [18 empty] | - |  |  | Active
NYA | Pachuk II Hydro Electric Project, Arunachal Pradesh, India | New Dam/'Run of the River' | India | - | At validation | Bureau Veritas Certification Holding SAS | EDCL-Seppa Dunkho Hydro Electric Pvt Ltd | Large | 60 | - | 10 fixed | 225.571 | 2012-04-05 | - | 2016-04-01 | Open for comment: 05/04/12 - 04/05/12 |  | ACM0002 ver. 12 | NO | Yes | Grid-connected power from other sources | Asia Pacific | [18 empty] | - |  |  | Active
NYA | Marjingla Lower, Hydro Electric Project at Arunachal Pradesh, India | New Dam/'Run of the River' | India | - | At validation | Bureau Veritas Certification Holding SAS | EDCL-Seppa Kawa Power Pvt. Ltd | Large | 48 | - | 10 fixed | 180.457 | 2012-04-05 | - | 2016-04-01 | Open for comment: 05/04/12 - 04/05/12 |  | ACM0002 ver. 12 | NO | Yes | Grid-connected power from other sources | Asia Pacific | [18 empty] | - |  |  | Active
NYA | Neusberg Grid Connected Hydroelectric Power Plant, South Africa | New Dam/'Run of the River' | South Africa | - | At validation | Carbon Check (Pty) Ltd | Blue World Carbon Asset Management (Pty) Ltd. | Small | 12.57 | - | 7 renewable | 66.826 | 2012-04-05 | 2013-01-08 | 2014-10-08 | Open for comment: 05/04/12 - 04/05/12 |  | AMS-I.D. ver. 17 | NO | No | Grid-connected power from other sources | Africa & Middle East | [18 empty] | - |  |  | Active
NYA | Tsachu - II, Hydro Electric Project at Arunachal Pradesh, India | New Dam/'Run of the River' | India | - | At validation | Bureau Veritas Certification Holding SAS | EDCL - Tawang Power Private Limited | Large | 90 | - | 10 fixed | 331.758 | 2012-04-05 | 2013-04-01 | 2016-04-01 | Open for comment: 05/04/12 - 04/05/12 |  | ACM0002 ver. 12 | NO | Yes | Grid-connected power from other sources | Asia Pacific | [18 empty] | - |  |  | Active
NYA | Guangxi Rongan Hydropower Project | New Dam/'Run of the River' | China | Japan (J-TEC Co., Ltd.) | At validation | RINA | Shanghai Marukyu Environment Co., Ltd. | Large | 18 | - | 7 renewable | 36.36 | 2012-04-04 | 2011-05-23 | 2013-03-01 | Open for comment: 04/04/12 - 03/05/12 |  | ACM0002 ver. 12 | NO | No | Grid-connected power from other sources | Asia Pacific | [18 empty] | Japan |  |  | Active
NYA | San Rafael Hydro Power Project | New Dam | Mexico | - | At validation | Bureau Veritas Certification Holding SAS | Carbon Solutions de México S.A. de C.V. | Large | 25.791 | 6.8702 | 7 renewable | 61.071 | 2012-04-04 | 2012-04-01 | 2014-06-01 | Open for comment: 04/04/12 - 03/05/12 |  | ACM0002 ver. 12 | NO | Yes | Grid-connected power from other sources | Latin America | [18 empty] | - |  |  | Active
NYA | Guizhou Nayong Hydropower Project | New Dam/'Run of the River' | China | Japan (J-TEC Co., Ltd.) | At validation | RINA | Shanghai Marukyu Environment Co., Ltd. | Large | 16 | 49.23 | 7 renewable | 41.373 | 2012-04-04 | 2011-03-11 | 2013-03-01 | Open for comment: 04/04/12 - 03/05/12 |  | ACM0002 ver. 12 | NO | No | Grid-connected power from other sources | Asia Pacific | [18 empty] | Japan |  |  | Active
NYA | Minas San Francisco Hydroelectric Project | New Dam | Ecuador | - | At validation | DNV | Consorcio Deuman | Large | 275.61 | 363 | 7 renewable | 690.32 | 2012-04-04 | 2010-12-30 | 2016-01-15 | Open for comment: 04/04/12 - 03/05/12 |  | ACM0002 ver. 12 | NO | Yes | Grid-connected power from other sources | Latin America | [18 empty] | - |  |  | Active
NYA | Delsitanisagua Hydroelectric Project | New Dam | Ecuador | - | At validation | DNV | Consorcio Deuman | Large | 115.33 | 1774 | 7 renewable | 432.241 | 2012-04-03 | 2011-10-14 | 2015-11-01 | Open for comment: 03/04/12 - 02/05/12 |  | ACM0002 ver. 12 | NO | Yes | Grid-connected power from other sources | Latin America | [18 empty] | - |  |  | Active
NYA | La Merced de Jondachi Hydroelectric Project | New Dam/'Run of the River' | Ecuador | - | At validation | DNV | Consorcio Deuman | Large | 18.1 | - | 7 renewable | 60.288 | 2012-04-03 | 2012-07-01 | 2014-07-01 | Open for comment: 03/04/12 - 02/05/12 |  | ACM0002 ver. 12 | NO | No | Grid-connected power from other sources | Latin America | [18 empty] | - |  |  | Active
NYA | Quijos Hydroelectric Project | New Dam/'Run of the River' | Ecuador | - | At validation | DNV | Consorcio Deuman | Large | 50 | - | 7 renewable | 188.784 | 2012-04-03 | 2011-06-27 | 2015-04-01 | Open for comment: 03/04/12 - 02/05/12 |  | ACM0002 ver. 12 | NO | Yes | Grid-connected power from other sources | Latin America | [18 empty] | - |  |  | Active
NYA | Fujian Pingnan Yuanping 16MW Hydropower Expansion Project | Existing Dam | China | UK (Green Day Marketing And Trading Co., Ltd.) + Switzerland (Vitol S.A.) | At validation | RINA | Shanghai Yiqing Environmental Technology Co., LTD | Large | 16 | - | 7 renewable | 33.788 | 2012-03-31 | 2007-05-15 | 2012-08-01 | Open for comment: 31/03/12 - 29/04/12 |  | ACM0002 ver. 12 | NO | No | Grid-connected power from other sources | Asia Pacific | [18 empty] | UK | Switzerland |  | Active
NYA | Hydro electrical power plant Allipén | New Dam/'Run of the River' | Chile | - | At validation | Carbon Check (Pty) Ltd | DEUMAN | Small | 2.618 | - | 7 renewable | 8.944 | 2012-03-31 | 2011-07-13 | 2012-06-01 | Open for comment: 31/03/12 - 29/04/12 |  | AMS-I.D. ver. 17 | NO | No | Grid-connected power from other sources | Latin America | [18 empty] | - |  |  | Active
NYA | Hydro Electrical Power Plant Rio Huasco Project | New Dam/'Run of the River' | Chile | - | At validation | Carbon Check (Pty) Ltd | DEUMAN | Small | 4.6 | - | 7 renewable | 20.194 | 2012-03-31 | 2011-10-11 | 2012-04-01 | Open for comment: 31/03/12 - 29/04/12 |  | AMS-I.D. ver. 17 | NO | No | Grid-connected power from other sources | Latin America | [18 empty] | - |  |  | Active
NYA | Hainan Nanzhonghe IV Small-Scale Hydropower Project | New Dam | China | UK (Climate Bridge Ltd.) | At validation | China Quality Certification Center | Climate Bridge Ltd. | Small | 6.4 | 922.2 | 7 renewable | 85.456 | 2012-03-30 | 2008-07-01 | 2012-07-01 | Open for comment: 30/03/12 - 28/04/12 |  | AMS-I.D. ver. 17 | NO | No | Grid-connected power from other sources | Asia Pacific | [18 empty] | UK |  |  | Active
NYA | 23MW Bubunawan 2 Hydropower Project | New Dam/'Run of the River' | Philippines | - | At validation | ERM Certification and Verification Services Ltd. | Perenia Pty Ltd | Large | 23 | - | 7 renewable | 101.008 | 2012-03-29 | 2012-03-12 | 2015-01-01 | Open for comment: 29/03/12 - 27/04/12 |  | ACM0002 ver. 12 | NO | Yes | Grid-connected power from other sources | Asia Pacific | [18 empty] | - |  |  | Active
NYA | 30MW Puyo Hydropower Project | New Dam/'Run of the River' | Philippines | - | At validation | ERM Certification and Verification Services Ltd. | Perenia Pty Ltd | Large | 30 | 476 | 7 renewable | 145.435 | 2012-03-29 | 2012-11-26 | 2015-01-01 | Open for comment: 29/03/12 - 27/04/12 |  | ACM0002 ver. 12 | NO | Yes | Grid-connected power from other sources | Asia Pacific | [18 empty] | - |  |  | Active
NYA | Nam Na 3 Hydropower Project | New Dam | Vietnam | UK (Camco Carbon South East Asia Ltd) | At validation | TÜV-NORD | - | Large | 84 | 30.43 | 10 fixed | 205.025 | 2012-03-28 | 2011-09-06 | 2015-01-01 | Open for comment: 28/03/12 - 26/04/12 |  | ACM0002 ver. 12 | NO | Yes | Grid-connected power from other sources | Asia Pacific | [18 empty] | UK |  |  | Active
NYA | Lianghekou Hydropower Project | New Dam | China | UK (UK DS Energy Limited) | At validation | TÜV-Rheinland | SinoEnergy Development New Energy Tech Co., Ltd. | Small | 8.2 | 891 | 7 renewable | 24.541 | 2012-03-24 | 2009-10-19 | 2012-10-01 | Open for comment: 24/03/12 - 22/04/12 |  | AMS-I.D. ver. 17 | NO | No | Grid-connected power from other sources | Asia Pacific | [18 empty] | UK |  |  | Active
NYA | Raojiahe Hydropower Project | New Dam/'Run of the River' | China | UK (UK DS Energy Limited) | At validation | TÜV-Rheinland | SinoEnergy Development New Energy Tech Co., Ltd. | Small | 12.6 | 420 | 7 renewable | 33.023 | 2012-03-24 | 2009-10-19 | 2012-10-01 | Open for comment: 24/03/12 - 22/04/12 |  | AMS-I.D. ver. 17 | NO | No | Grid-connected power from other sources | Asia Pacific | [18 empty] | UK |  |  | Active
NYA | San Bartolo Hydroelectric Project (SBHP) + | New Dam/'Run of the River' | Ecuador | - | At validation | ERM Certification and Verification Services Ltd. | Trie Projects | Large | 48 | 1877.3 | 7 renewable | 167.011 | 2012-03-24 | 2012-04-01 | 2014-07-01 | Open for comment: 24/03/12 - 22/04/12 |  | ACM0002 ver. 12 | NO | Yes | Grid-connected power from other sources | Latin America | [18 empty] | - |  |  | Active
NYA | Ganzi District Wanba River Ertaizi Hydropower Project | New Dam | China | UK (Greenscot Ltd.) | At validation | CEPREI certification body | Greenscot Limited | Large | 49 | 9800 | 7 renewable | 149.514 | 2012-03-24 | 2008-07-22 | 2012-06-01 | Open for comment: 24/03/12 - 22/04/12 |  | ACM0002 ver. 12 | NO | Yes | Grid-connected power from other sources | Asia Pacific | [18 empty] | UK |  |  | Active
NYA | Pengshui Xiamakou Hydropower Project | New Dam/'Run of the River' | China | UK (Platinum Partners Value Arbitrage Fund, L.P) | At validation | RINA | Beijing Yong Ri Jing Lan Counsulting Co. Ltd | Small | 12 | 21.82 | 7 renewable | 35.894 | 2012-03-23 | 2011-04-14 | 2013-01-01 | Open for comment: 23/03/12 - 21/04/12 |  | AMS-I.D. ver. 17 | NO | No | Grid-connected power from other sources | Asia Pacific | [18 empty] | UK |  |  | Active
NYA | Xuan’en County Guanyinping Hydropower Project | New Dam/'Run of the River' | China | Sweden (Carbon Asset Management Sweden Pte Ltd) | At validation | TÜV-NORD | Carbon Asset Management Sweden Pte Ltd | Large | 26 | 58.04 | 7 renewable | 42.682 | 2012-03-23 | 2010-09-30 | 2013-10-01 | Open for comment: 23/03/12 - 21/04/12 |  | ACM0002 ver. 12 | NO | Yes | Grid-connected power from other sources | Asia Pacific | [18 empty] | Sweden |  |  | Active
NYA | El Tigre Hydroelectric Project | New Dam | Ecuador | - | At validation | DNV | Consorcio Deuman | Large | 80 | 160 | 7 renewable | 218.198 | 2012-03-23 | 2012-06-01 | 2015-12-01 | Open for comment: 23/03/12 - 21/04/12 |  | ACM0002 ver. 12 | NO | Yes | Grid-connected power from other sources | Latin America | [18 empty] | - |  |  | Active
NYA | Tunggang Hydroelectric Power Plant | New Dam/'Run of the River' | Indonesia | Netherlands (Blue World Carbon SEA Pte Ltd) | At validation | TÜV-Rheinland | Blue World Carbon SEA Pte Ltd | Small | 10 | - | 7 renewable | 48.815 | 2012-03-22 | 2011-12-23 | 2012-08-01 | Open for comment: 22/03/12 - 20/04/12 |  | AMS-I.D. ver. 17 | NO | No | Grid-connected power from other sources | Asia Pacific | [18 empty] | Netherlands |  |  | Active
NYA | Jiangxi Hekengkou Hydropower Project | New Dam/'Run of the River' | China | Japan (Carbon Capital Management, Inc.) | At validation | CEPREI certification body | KOE Environmental Business, Inc. | Large | 20 | 97.53 | 7 renewable | 41.999 | 2012-03-22 | 2011-10-12 | 2014-01-01 | Open for comment: 22/03/12 - 20/04/12 |  | ACM0002 ver. 12 | NO | No | Grid-connected power from other sources | Asia Pacific | [18 empty] | Japan |  |  | Active
NYA | Sichuan Shehong County Dagutan 31.5 MW Hydropower Project | New Dam | China | UK (Greenscot Ltd.) | At validation | CEPREI certification body | Greenscot Limited | Large | 31.5 | 655 | 7 renewable | 109.977 | 2012-03-22 | 2010-12-01 | 2012-08-01 | Open for comment: 22/03/12 - 20/04/12 |  | ACM0002 ver. 12 | NO | Yes | Grid-connected power from other sources | Asia Pacific | [18 empty] | UK |  |  | Active
NYA | Sichuan Luding Feishuigou 8MW Hydropower Project | New Dam/'Run of the River' | China | France (OneCarbon International B.V.) | At validation | China Classification Society Certification Company | Chengdu Yu Yang Machinery& Electricity Technology co. ltd. | Small | 8 | - | 7 renewable | 24.655 | 2012-03-21 | 2010-11-02 | 2012-06-01 | Open for comment: 21/03/12 - 19/04/12 |  | AMS-I.D. ver. 17 | NO | No | Grid-connected power from other sources | Asia Pacific | [18 empty] | France |  |  | Active
NYA | Ani - 1 Hydro-Electric Project (5 MW) | New Dam/'Run of the River' | India | - | At validation | TÜV-NORD | Gensol Consultants Pvt. Ltd. | Small | 5 | - | 10 fixed | 22.985 | 2012-03-21 | 2010-06-10 | 2012-06-01 | Open for comment: 21/03/12 - 19/04/12 |  | AMS-I.D. ver. 17 | NO | No | Grid-connected power from other sources | Asia Pacific | [18 empty] | - |  |  | Active
NYA | Hailin Dayangmu Hydropower Project | New Dam/'Run of the River' | China | UK (UK DS Energy Limited) | At validation | TÜV-Rheinland | SinoEnergy Development New Energy Tech Co., Ltd. | Small | 10 | 40.7 | 7 renewable | 28.154 | 2012-03-21 | 2011-10-15 | 2014-01-01 | Open for comment: 21/03/12 - 19/04/12 |  | AMS-I.D. ver. 17 | NO | No | Grid-connected power from other sources | Asia Pacific | [18 empty] | UK |  |  | Active
NYA | Xim Vang 2 Hydroelectric Power Plant | New Dam/'Run of the River' | Vietnam | Netherlands (Blue World Carbon Capital PCC + Blue World Carbon SEA Pte Ltd) | At validation | TÜV-Rheinland | Gratia Environment Joint Stock Company | Large | 18 | 69.23 | 7 renewable | 41.19 | 2012-03-20 | 2012-05-01 | 2013-09-30 | Open for comment: 20/03/12 - 18/04/12 |  | ACM0002 ver. 12 | NO | No | Grid-connected power from other sources | Asia Pacific | [18 empty] | Netherlands |  |  | Active
NYA | Yunnan Diaojiangyan 30MW Hydropower Project | New Dam | China | UK (Platinum Partners Value Arbitrage Fund, L.P.) | At validation | TÜV-Rheinland | Cleanergy Investment Service (Beijing) Co., Ltd. | Large | 30 | 1146 | 7 renewable | 86.456 | 2012-03-20 | 2011-05-30 | 2014-01-01 | Open for comment: 20/03/12 - 18/04/12 |  | ACM0002 ver. 12 | NO | Yes | Grid-connected power from other sources | Asia Pacific | [18 empty] | UK |  |  | Active
NYA | Tram Tau Hydroelectric Power Plant | New Dam/'Run of the River' | Vietnam | Netherlands (Blue World Carbon SEA Pte Ltd) | At validation | JACO CDM., LTD | Blue World Carbon SEA Pte Ltd | Large | 30 | 303.64 | 7 renewable | 70.118 | 2012-03-17 | 2011-07-01 | 2014-01-01 | Open for comment: 17/03/12 - 15/04/12 |  | ACM0002 ver. 12 | NO | Yes | Grid-connected power from other sources | Asia Pacific | [18 empty] | Netherlands |  |  | Active
NYA | Hubei Xiaoxuan Hydropower Project | New Dam/'Run of the River' | China | UK (United Carbon Credit Limited) | At validation | ERM Certification and Verification Services Ltd. | United Carbon Credit Limited | Large | 50 | 121.95 | 7 renewable | 108.009 | 2012-03-17 | 2011-08-15 | 2012-08-01 | Open for comment: 17/03/12 - 15/04/12 |  | ACM0002 ver. 12 | NO | Yes | Grid-connected power from other sources | Asia Pacific | [18 empty] | UK |  |  | Active
NYA | Mianyang City Huya River Huya Hydropower Project | New Dam | China | UK (Greenscot Limited) | At validation | CEPREI certification body | Greenscot Limited | Large | 48 | 1200 | 7 renewable | 153.407 | 2012-03-17 | - | 2015-04-01 | Open for comment: 17/03/12 - 15/04/12 |  | ACM0002 ver. 12 | NO | Yes | Grid-connected power from other sources | Asia Pacific | [18 empty] | UK |  |  | Active
NYA | Li County Suoluogou 1st Stage Hydropower Project | New Dam/'Run of the River' | China | UK (Greenscot Limited) | At validation | CEPREI certification body | Greenscot Limited | Small | 10 | 5722 | 7 renewable | 33.376 | 2012-03-17 | 2008-06-25 | 2012-06-01 | Open for comment: 17/03/12 - 15/04/12 |  | AMS-I.D. ver. 17 | NO | No | Grid-connected power from other sources | Asia Pacific | [18 empty] | UK |  |  | Active
NYA | Golmud Nanshankou Erji Hydropower Station | New Dam/'Run of the River' | China | Sweden (Carbon Asset Management Sweden Pte Ltd) | At validation | TÜV-NORD | Carbon Asset Management Sweden Pte Ltd | Large | 21 | 442 | 7 renewable | 85.394 | 2012-03-16 | 2011-04-08 | 2012-07-01 | Open for comment: 16/03/12 - 14/04/12 |  | ACM0002 ver. 12 | NO | Yes | Grid-connected power from other sources | Asia Pacific | [18 empty] | Sweden |  |  | Active
NYA | Xiaojin County Jiesigou 2nd Stage Hydropower Project | New Dam/'Run of the River' | China | UK (Greenscot Limited) | At validation | CEPREI certification body | Greenscot Limited | Large | 24 | 1137.4 | 7 renewable | 75.117 | 2012-03-16 | 2011-09-29 | 2013-12-01 | Open for comment: 16/03/12 - 14/04/12 |  | ACM0002 ver. 12 | NO | Yes | Grid-connected power from other sources | Asia Pacific | [18 empty] | UK |  |  | Active
NYA | Sichuan Batang Langda River Hydropower Project | New Dam/'Run of the River' | China | Sweden (Carbon Asset Management Sweden Pte Ltd) | At validation | TÜV-Rheinland | Chengdu Yu Yang Machinery& Electricity Technology co. ltd. | Large | 20 | 500.12 | 7 renewable | 56.997 | 2012-03-15 | 2010-11-01 | 2012-11-01 | Open for comment: 15/03/12 - 13/04/12 |  | ACM0002 ver. 12 | NO | No | Grid-connected power from other sources | Asia Pacific | [18 empty] | Sweden |  |  | Active
NYA | Yunnan Diqing State Deqin County Xiangduohe First level Hydropower Project | New Dam/'Run of the River' | China | Switzerland (Vitol S.A.) | At validation | China Environmental United Certification Center Co., Ltd. | Huaneng Carbon Asset Management Co., Ltd. | Small | 14 | 1568 | 7 renewable | 34.772 | 2012-03-15 | 2009-03-20 | 2012-10-01 | Open for comment: 15/03/12 - 13/04/12 |  | ACM0002 ver. 12 | NO | No | Grid-connected power from other sources | Asia Pacific | [18 empty] | Switzerland |  |  | Active
NYA | Yunnan Diqing State Deqin County Shibahe First level Hydropower Project | New Dam/'Run of the River' | China | Switzerland (Vitol S.A.) | At validation | China Environmental United Certification Center Co., Ltd. | Huaneng Carbon Asset Management Co., Ltd. | Large | 16 | 6154 | 7 renewable | 38.965 | 2012-03-15 | 2009-03-20 | 2012-10-01 | Open for comment: 15/03/12 - 13/04/12 |  | ACM0002 ver. 12 | NO | No | Grid-connected power from other sources | Asia Pacific | [18 empty] | Switzerland |  |  | Active
NYA | Butuo County Datianba Hydropower Project | New Dam | China | Netherlands (SIA Climate Futures) | At validation | RINA | Beijing Yongrijinglan Consulting Co., Ltd. | Large | 20 | 985 | 7 renewable | 62.362 | 2012-03-14 | 2011-06-26 | 2012-09-01 | Open for comment: 14/03/12 - 12/04/12 |  | ACM0002 ver. 12 | NO | No | Grid-connected power from other sources | Asia Pacific | [18 empty] | Netherlands |  |  | Active
NYA | Azad Pattan Hydropower Project | New Dam/'Run of the River' | Pakistan | - | At validation | Perry Johnson Registrars Carbon Emissions Services | Environmental Solutions (Pvt) Limited | Large | 640 | 254 | 7 renewable | 1461.957 | 2012-03-14 | 2011-12-20 | 2020-01-01 | Open for comment: 14/03/12 - 12/04/12 |  | ACM0002 ver. 12 | NO | Yes | Grid-connected power from other sources | Asia Pacific | [18 empty] | - |  |  | Active
NYA | Lvchun County Mengman River Mengman 2nd Level Hydropower Station Project | New Dam/'Run of the River' | China | UK (Platinum Partners Value Arbitrage Fund, L.P) | At validation | TÜV-Rheinland | Enecore Carbon Ltd | Large | 32 | 27.1 | 7 renewable | 86.505 | 2012-03-13 | 2012-05-02 | 2014-01-01 | Open for comment: 13/03/12 - 11/04/12 |  | ACM0002 ver. 12 | NO | Yes | Grid-connected power from other sources | Asia Pacific | [18 empty] | UK |  |  | Active
NYA | Qinghai Ziquhe 10.5MW Hydro Project | New Dam/'Run of the River' | China | Sweden (Carbon Asset Management Sweden Pte Ltd) | At validation | TÜV-NORD | Carbon Asset Management Sweden Pte Ltd. | Small | 10.5 | 52.5 | 7 renewable | 35.312 | 2012-03-13 | 2010-08-20 | 2012-07-01 | Open for comment: 13/03/12 - 11/04/12 |  | AMS-I.D. ver. 17 | NO | No | Grid-connected power from other sources | Asia Pacific | [18 empty] | Sweden |  |  | Active
NYA | Small Hydro Power project by SHPPL at Himachal Pradesh, India | New Dam/'Run of the River' | India | - | At validation | SGS United Kingdom Limited | First Climate (India) Private Limited | Small | 5 | - | 10 fixed | 19.477 | 2012-03-13 | 2011-07-15 | 2013-06-01 | Open for comment: 13/03/12 - 11/04/12 |  | AMS-I.D. ver. 17 | NO | No | Grid-connected power from other sources | Asia Pacific | [18 empty] | - |  |  | Active
NYA | Lvchun County Mengman River Mengman 3rd Level Hydropower Station Project | New Dam/'Run of the River' | China | UK (Platinum Partners Value Arbitrage Fund, L.P.) | At validation | TÜV-Rheinland | Enecore Carbon Ltd. | Large | 38 | 584 | 7 renewable | 79.561 | 2012-03-13 | 2012-05-02 | 2014-01-01 | Open for comment: 13/03/12 - 11/04/12 |  | ACM0002 ver. 12 | NO | Yes | Grid-connected power from other sources | Asia Pacific | [18 empty] | UK |  |  | Active
NYA | Alto Maipo Hydroelectric Project | New Dam/'Run of the River' | Chile | - | At validation | Swiss Association for Quality and Management Systems | POCH AMBIENTAL S.A. | Large | 264 | - | 7 renewable | 1508.761 | 2012-03-10 | 2013-06-01 | 2016-01-01 | Open for comment: 10/03/12 - 08/04/12 |  | ACM0002 ver. 12 | NO | Yes | Grid-connected power from other sources | Latin America | [18 empty] | - |  |  | Active
NYA | Ventana, Suba and Usaquen hydroelectric CDM bundled project | New Dam/'Run of the River' | Colombia | - | At validation | Colombian Institute for Technical Standards and Certification | Consorcio Deuma | Small | 11.48 | - | 7 renewable | 29.544 | 2012-03-09 | 2010-03-01 | 2012-07-01 | Open for comment: 09/03/12 - 07/04/12 |  | AMS-I.D. ver. 17 | NO | No | Grid-connected power from other sources | Latin America | [18 empty] | - |  |  | Active
NYA | San Andres Hydroelectric Project | New Dam/'Run of the River' | Colombia | - | At validation | Swiss Association for Quality and Management Systems | Delta Climático S.A.S. | Large | 19.9 | - | 7 renewable | 47.317 | 2012-03-09 | 2011-08-25 | 2013-07-01 | Open for comment: 09/03/12 - 07/04/12 |  | ACM0002 ver. 12 | NO | No | Grid-connected power from other sources | Latin America | [18 empty] | - |  |  | Active
NYA | SABANILLA HYDROELECTRIC PROJECT (SHP) | New Dam/'Run of the River' | Ecuador | - | At validation | RINA | Roberto Posch | Large | 30 | 13348 | 7 renewable | 107.403 | 2012-03-07 | 2011-10-24 | 2015-04-01 | Open for comment: 07/03/12 - 05/04/12 |  | ACM0002 ver. 12 | NO | Yes | Grid-connected power from other sources | Asia Pacific | [18 empty] | - |  |  | Active
NYA | Brahl 4 MW Grid Connected Small Hydro Project in Himachal Pradesh, India | New Dam/'Run of the River' | India | - | At validation | TÜV-NORD | Sodhi Brothers Hydro Power Private Limited | Small | 4 | - | 10 fixed | 14.258 | 2012-03-07 | 2008-02-07 | 2012-12-01 | Open for comment: 07/03/12 - 05/04/12 |  | AMS-I.D. ver. 17 | NO | No | Grid-connected power from other sources | Asia Pacific | [18 empty] | - |  |  | Active
NYA | linxiang Langyahe Hydropower Station | New Dam/'Run of the River' | China | UK (Carbon Trading Capital Limited) | At validation | Germanischer Lloyd Certification GmbH | Aigete Global Environment Technology (Beijing) Co., Ltd. | Small | 6.4 | 1339.75 | 7 renewable | 16.579 | 2012-03-07 | 2012-03-01 | 2012-12-01 | Open for comment: 07/03/12 - 05/04/12 |  | AMS-I.D. ver. 17 | NO | No | Grid-connected power from other sources | Asia Pacific | [18 empty] | UK |  |  | Active
NYA | Fujian Xietan Hydropower Project | New Dam/'Run of the River' | China | UK (Green Day Marketing And Trading Co., Ltd.) + Switzerland (Vitol S.A.) | At validation | RINA | Shanghai Yiqing Environmental and Technology Co., LTD | Small | 15 | 37.5 | 7 renewable | 45.959 | 2012-03-07 | 2008-03-10 | 2012-10-01 | Open for comment: 07/03/12 - 05/04/12 |  | AMS-I.D. ver. 17 | NO | No | Grid-connected power from other sources | Asia Pacific | [18 empty] | UK | Switzerland |  | Active
NYA | Sichuan Gaozhuoying Hydro Station | New Dam | China | UK (Blue World Carbon Capital PCC) | At validation | CEPREI certification body | Beijing Tianqing Power International CDM Consulting Co., Ltd | Large | 20 | 1282 | 7 renewable | 63.911 | 2012-03-06 | 2011-10-10 | 2014-01-01 | Open for comment: 06/03/12 - 04/04/12 |  | ACM0002 ver. 12 | NO | No | Grid-connected power from other sources | Asia Pacific | [18 empty] | UK |  |  | Active
NYA | Olmos 1 Hydroelectric Power Plant | New Dam/'Run of the River' | Peru | Spain (Endesa Carbono S.L.) | At validation | Spanish Association for Standardisation and Certification | Endesa Carbono S.L. | Large | 51 | 1333 | 7 renewable | 198.965 | 2012-03-06 | - | 2017-01-01 | Open for comment: 06/03/12 - 04/04/12 |  | ACM0002 ver. 12 | NO | Yes | Grid-connected power from other sources | Latin America | [18 empty] | Spain |  |  | Active
NYA | Sichuan Basigou 1st Level Hydropower Station | New Dam | China | UK (Blue World Carbon Capital PCC) | At validation | CEPREI certification body | Beijing Tianqing Power International CDM Consulting, Co., Ltd. | Small | 13.2 | 3556 | 7 renewable | 36.652 | 2012-03-06 | 2011-08-31 | 2014-07-01 | Open for comment: 06/03/12 - 04/04/12 |  | AMS-I.D. ver. 17 | NO | No | Grid-connected power from other sources | Asia Pacific | [18 empty] | UK |  |  | Active
NYA | A Luoi Hydro Power Project | New Dam | Vietnam | Netherlands (Vattenfall Energy Trading Netherlands N.V.) | At validation | Japan Consulting Institute | Hanam Carbon + Caspervandertak Consulting Vietnam | Large | 170 | 20.7 | 7 renewable | 389.763 | 2012-03-06 | 2007-06-29 | 2012-12-01 | Open for comment: 06/03/12 - 04/04/12 |  | ACM0002 ver. 12 | NO | Yes | Grid-connected power from other sources | Asia Pacific | [18 empty] | Netherlands |  |  | Active
NYA | Sichuan Songpan Daxing Hydropower Project | New Dam/'Run of the River' | China | UK (Rhodia Energy GHG) | At validation | China Classification Society Certification Company | Chengdu Yu Yang Machinery& Electricity Technology co. ltd. | Large | 21 | Daxing, 2849; Yunchang, 216494 | 7 renewable | 58.559 | 2012-03-03 | 2011-06-16 | 2013-05-01 | Open for comment: 03/03/12 - 01/04/12 |  | ACM0002 ver. 12 | NO | Yes | Grid-connected power from other sources | Asia Pacific | [18 empty] | UK |  |  | Active
NYA | Yiliang County Xionggou Small Hydropower Project | New Dam/'Run of the River' | China | Netherlands (China Carbon N.V.) | At validation | RINA | Cleanergy Investment Service (Beijing) Co., Ltd. | Small | 5 | - | 7 renewable | 13.096 | 2012-03-02 | 2008-06-26 | 2012-07-01 | Open for comment: 02/03/12 - 31/03/12 |  | AMS-I.D. ver. 17 | NO | No | Grid-connected power from other sources | Asia Pacific | [18 empty] | Netherlands |  |  | Active
NYA | Sichuan Province Nianke Hydropower Project | New Dam/'Run of the River' | China | UK (UK DS Energy Limited) | At validation | LGAI Technological Center, S.A. | Euronext Carbon Trading Ventures Limited | Large | 20 | - | 7 renewable | 57.557 | 2012-03-01 | 2011-06-03 | 2013-01-01 | Open for comment: 01/03/12 - 30/03/12 |  | ACM0002 ver. 12 | NO | No | Grid-connected power from other sources | Asia Pacific | [18 empty] | UK |  |  | Active
NYA | Guangxi Hechi City Ganlao Hydropower Project | New Dam | China | UK (UK DS Energy Limited) | At validation | LGAI Technological Center, S.A. | Euronext Carbon Trading Ventures Limited | Large | 25 | 41.8 | 7 renewable | 57.254 | 2012-03-01 | 2011-06-18 | 2013-06-01 | Open for comment: 01/03/12 - 30/03/12 |  | ACM0002 ver. 12 | NO | Yes | Grid-connected power from other sources | Asia Pacific | [18 empty] | UK |  |  | Active
NYA | Guizhou Liupanshui 20MW Chahe Hydropower Project | New Dam/'Run of the River' | China | UK (REDFORD INVESTMENTS LIMITE) | At validation | ERM Certification and Verification Services Ltd. | Beijing GreenFuture New Energy Investment & Management Co., Ltd. | Large | 20 | 198 | 7 renewable | 39.418 | 2012-03-01 | 2011-05-21 | 2012-10-01 | Open for comment: 01/03/12 - 30/03/12 |  | ACM0002 ver. 12 | NO | No | Grid-connected power from other sources | Asia Pacific | [18 empty] | UK |  |  | Active
NYA | Chaglla Hydroelectric Power Plant CDM Project | New Dam | Peru | - | At validation | TÜV-Rheinland | CAF + Empresa de Generación Huallaga S.A. + Barbara Lara Escoto | Large | 456 | 91.2 | 7 renewable | 1790.968 | 2012-02-28 | 2011-05-02 | 2016-01-01 | Open for comment: 28/02/12 - 28/03/12 |  | ACM0002 ver. 12 | NO | Yes | Grid-connected power from other sources | Latin America | [18 empty] | - |  |  | Active
NYA | Yiliang Baishuijiang Liuxi Hydropower Project | New Dam/'Run of the River' | China | UK (Carbon Trading Capital Limited) | At validation | Deloitte | Aigete Global Environment Technology Co., Ltd. | Small | 13 | 44.67 | 7 renewable | 35.663 | 2012-02-28 | 2011-07-11 | 2013-01-01 | Open for comment: 28/02/12 - 28/03/12 |  | AMS-I.D. ver. 17 | NO | No | Grid-connected power from other sources | Asia Pacific | [18 empty] | UK |  |  | Active
NYA | Yiliang Baishuijiang Niulu Hydropower Project | New Dam/'Run of the River' | China | UK (Carbon Trading Capital Limited) | At validation | Deloitte | Aigete Global Environment Technology Co., Ltd. | Small | 13 | 38.22 | 7 renewable | 35.841 | 2012-02-28 | 2012-06-01 | 2014-01-01 | Open for comment: 28/02/12 - 28/03/12 |  | AMS-I.D. ver. 17 | NO | No | Grid-connected power from other sources | Asia Pacific | [18 empty] | UK |  |  | Active
NYA | Yiliang Baishuijiang Shangbaishui Hydropower Project | New Dam/'Run of the River' | China | UK (Carbon Trading Capital Limited) | At validation | Deloitte | Aigete Global Environment Technology Co., Ltd. | Small | 15 | 40.54 | 7 renewable | 39.526 | 2012-02-28 | 2012-06-01 | 2014-01-01 | Open for comment: 28/02/12 - 28/03/12 |  | AMS-I.D. ver. 17 | NO | No | Grid-connected power from other sources | Asia Pacific | [18 empty] | UK |  |  | Active
NYA | Yiliang Baishuijiang Wenjiao Hydropower Project | New Dam/'Run of the River' | China | UK (Carbon Trading Capital Limited) | At validation | Deloitte | Aigete Global Environment Technology Co., Ltd. | Small | 8 | 37.38 | 7 renewable | 21.787 | 2012-02-28 | 2012-06-01 | 2014-01-01 | Open for comment: 28/02/12 - 28/03/12 |  | AMS-I.D. ver. 17 | NO | No | Grid-connected power from other sources | Asia Pacific | [18 empty] | UK |  |  | Active
NYA | Yongping County Dawantang 2nd Level Hydropower Project | New Dam | China | UK (Platinum Partners Value Arbitrage Fund, L.P) | At validation | RINA | Beijing Yongrijinglan Consulting Co., Ltd. | Small | 10 | 19.9 | 7 renewable | 22.697 | 2012-02-24 | 2008-02-23 | 2012-07-01 | Open for comment: 24/02/12 - 24/03/12 |  | AMS-I.D. ver. 17 | NO | No | Grid-connected power from other sources | Asia Pacific | [18 empty] | UK |  |  | Active
NYA | Sichuan Songpan County Long’antang Small Hydropower Project + | New Dam | China | France (Rhodia Energy GHG) | At validation | RINA | Chengdu Yu Yang Machinery& Electricity Technology co. ltd. | Small | 11 | 30136 | 7 renewable | 32.558 | 2012-02-24 | 2006-06-06 | 2012-12-01 | Open for comment: 24/02/12 - 24/03/12 |  | AMS-I.D. ver. 17 | NO | No | Grid-connected power from other sources | Asia Pacific | [18 empty] | France |  |  | Active
NYA | EGAT Irrigation Valve Based Micro Hydro Project | New Dam/'Run of the River' | Thailand | - | At validation | TÜV-Rheinland | Advance Energy Plus Co., Ltd. | Small | 2.59 | - | 7 renewable | 7.704 | 2012-02-24 | 2012-03-01 | 2013-01-01 | Open for comment: 24/02/12 - 24/03/12 |  | AMS-I.D. ver. 17 | NO | No | Grid-connected power from other sources | Asia Pacific | [18 empty] | - |  |  | Active
NYA | Fang County Wafangping 2nd Level Hydropower Project | New Dam | China | UK (Platinum Partners Value Arbitrage Fund, L.P) | At validation | RINA | Beijing Yongrijinglan Consulting Co., Ltd. | Large | 20 | 69.44 | 7 renewable | 56.179 | 2012-02-24 | 2011-05-01 | 2013-01-01 | Open for comment: 24/02/12 - 24/03/12 |  | ACM0002 ver. 12 | NO | No | Grid-connected power from other sources | Asia Pacific | [18 empty] | UK |  |  | Active
NYA | Yongping County Dawantang 1st Level Hydropower Project | New Dam | China | UK (Platinum Partners Value Arbitrage Fund, L.P) | At validation | RINA | Beijing Yongrijinglan Consulting Co., Ltd. | Large | 20 | 206 | 7 renewable | 63.116 | 2012-02-24 | 2011-05-01 | 2013-01-01 | Open for comment: 24/02/12 - 24/03/12 |  | ACM0002 ver. 12 | NO | No | Grid-connected power from other sources | Asia Pacific | [18 empty] | UK |  |  | Active
NYA | Hubei Chibi Lushuihe Jiedi Small Hydropower Project | New Dam | China | Belgium (The Federal Authority of Belgium, acting through its Federal Public Service of Health, Food Chain Safety and Environment) | At validation | RINA | Hunan CDM Project Service Centre | Small | 10 | 8.4 | 7 renewable | 21.411 | 2012-02-24 | 2008-07-20 | 2012-06-01 | Open for comment: 24/02/12 - 24/03/12 |  | AMS-I.D. ver. 17 | NO | No | Grid-connected power from other sources | Asia Pacific | [18 empty] | Belgium |  |  | Active
NYA | Xinjiang Tailanhe Phase I Hydropower Project | New Dam/'Run of the River' | China | Switzerland (Vitol S.A.) | At validation | ERM Certification and Verification Services Ltd. | Guo Huidong | Large | 48 | - | 7 renewable | 118.875 | 2012-02-23 | 2010-10-26 | 2012-07-01 | Open for comment: 23/02/12 - 23/03/12 |  | ACM0002 ver. 12 | NO | Yes | Grid-connected power from other sources | Asia Pacific | [18 empty] | Switzerland |  |  | Active
NYA | 24.75MW Basavanna hydro project in Karnataka, India | New Dam/'Run of the River' | India | - | At validation | DNV | Krshna Hydro Energy Limited | Large | 24.75 | - | 10 fixed | 73.294 | 2012-02-22 | 2009-08-24 | 2012-06-30 | Open for comment: 22/02/12 - 22/03/12 |  | ACM0002 ver. 12 | NO | Yes | Grid-connected power from other sources | Asia Pacific | [18 empty] | - |  |  | Active
NYA | Yunnan Province Deqin County Luota Hydropower Project | New Dam | China | UK (ORIGIN CARBON MANAGEMENT LIMITED) | At validation | Deloitte | Beijing Dexin Yihe Investment Consultant Co., Ltd. | Large | 60 | 3000 | 7 renewable | 176.372 | 2012-02-22 | 2012-03-01 | 2014-09-01 | Open for comment: 22/02/12 - 22/03/12 |  | ACM0002 ver. 12 | NO | Yes | Grid-connected power from other sources | Asia Pacific | [18 empty] | UK |  |  | Active
NYA | Small Hydroelectric Project in Himachal Pradesh, India | New Dam/'Run of the River' | India | - | At validation | SGS United Kingdom Limited | First Climate (India) Pvt. Ltd. | Small | 5 | - | 10 fixed | 19.374 | 2012-02-22 | 2012-10-01 | 2015-03-01 | Open for comment: 22/02/12 - 22/03/12 |  | AMS-I.D. ver. 17 | NO | No | Grid-connected power from other sources | Asia Pacific | [18 empty] | - |  |  | Active
NYA | 15 MW Small Hydro Power project at Himachal Pradesh, India | New Dam/'Run of the River' | India | - | At validation | SGS United Kingdom Limited | First Climate (India) Pvt. Ltd. | Small | 15 | - | 7 renewable | 58.642 | 2012-02-22 | 2011-12-01 | 2013-12-01 | Open for comment: 22/02/12 - 22/03/12 |  | AMS-I.D. ver. 17 | NO | No | Grid-connected power from other sources | Asia Pacific | [18 empty] | - |  |  | Active
NYA | Yunnan Province Deqin County Luota Hydropower Project | New Dam | China | UK (ORIGIN CARBON MANAGEMENT LIMITED) | At validation | Deloitte | Beijing Dexin Yihe Investment Consultant Co., Ltd. | Large | 60 | 3000 | 7 renewable | 176.372 | 2012-02-22 | 2012-03-01 | 2014-09-01 | Open for comment: 22/02/12 - 22/03/12 |  | ACM0002 ver. 12 | NO | Yes | Grid-connected power from other sources | Asia Pacific | [18 empty] | UK |  |  | Active
NYA | Santo Antonio Hydropower Project | New Dam/'Run of the River' | Brazil | - | At validation | Perry Johnson Registrars Carbon Emissions Services | EQAO | Large | 3150.4 | 16.55 | 10 fixed | 5146.403 | 2012-02-21 | 2008-06-13 | 2012-09-30 | Open for comment: 21/02/12 - 21/03/12 |  | ACM0002 ver. 12 | NO | Yes | Grid-connected power from other sources | Latin America | [18 empty] | - |  |  | Active
NYA | Santa Teresa Hydropower Plant | New Dam/'Run of the River' | Peru | - | At validation | TÜV-Rheinland | Prospectiva 2020 S.A. | Large | 98 | 3432.57 | 7 renewable | 433.327 | 2012-02-21 | 2011-02-23 | 2014-01-01 | Open for comment: 21/02/12 - 21/03/12 |  | ACM0002 ver. 12 | NO | Yes | Grid-connected power from other sources | Latin America | [18 empty] | - |  |  | Active
NYA | Binwa-IV Hydro Electric Project | New Dam/'Run of the River' | India | UK (Agrinergy Pte Ltd) | At validation | Lloyd’s | Agrinergy Consultancy Pvt Ltd | Small | 5 | - | 7 renewable | 22.573 | 2012-02-21 | 2012-03-01 | 2013-12-01 | Open for comment: 21/02/12 - 21/03/12 |  | AMS-I.D. ver. 17 | NO | No | Grid-connected power from other sources | Asia Pacific | [18 empty] | UK |  |  | Active
NYA | Ta Co hydroelectric power plant | New Dam/'Run of the River' | Vietnam | UK (EDF Trading Limited) | At validation | JACO CDM., LTD | Blue World Carbon SEA Pte Ltd | Large | 30 | 142.86 | 7 renewable | 69.845 | 2012-02-21 | 2010-03-02 | 2013-01-01 | Open for comment: 21/02/12 - 21/03/12 |  | ACM0002 ver. 12 | NO | Yes | Grid-connected power from other sources | Asia Pacific | [18 empty] | UK |  |  | Active
NYA | Xinjiang Kumalake Xiaoshixia Hydropower Project | New Dam | China | Switzerland (Vitol S.A.) | At validation | ERM Certification and Verification Services Ltd. | Guo Wei | Large | 110 | 35.28 | 7 renewable | 344.091 | 2012-02-18 | 2010-09-27 | 2012-10-01 | Open for comment: 18/02/12 - 18/03/12 |  | ACM0002 ver. 12 | NO | Yes | Grid-connected power from other sources | Asia Pacific | [18 empty] | Switzerland |  |  | Active
NYA | Sichuan Jiulong County Sansigou Hydropower Project | New Dam/'Run of the River' | China | UK (Shell Trading International Limited) | At validation | TÜV-Rheinland | Sichuan Prade Energy Technology Co., Ltd | Large | 24 | - | 7 renewable | 70.361 | 2012-02-18 | 2011-08-01 | 2014-01-01 | Open for comment: 18/02/12 - 18/03/12 |  | ACM0002 ver. 12 | NO | Yes | Grid-connected power from other sources | Asia Pacific | [18 empty] | UK |  |  | Active
NYA | Sichuan Jiulong County Mawogou Second Stage Hydropower Station Project | New Dam/'Run of the River' | China | UK (Shell Trading International Limited) | At validation | TÜV-Rheinland | Sichuan Prade Energy Technology Co., Ltd | Large | 17 | - | 7 renewable | 47.23 | 2012-02-18 | 2011-08-01 | 2014-01-01 | Open for comment: 18/02/12 - 18/03/12 |  | ACM0002 ver. 12 | NO | No | Grid-connected power from other sources | Asia Pacific | [18 empty] | UK |  |  | Active
NYA | Aba District Fubianhe Yangjiawan Hydropower Project | New Dam | China | UK (Greenscot Ltd.) | At validation | CEPREI certification body | Greenscot Limited | Large | 60 | 994 | 7 renewable | 183.793 | 2012-02-17 | - | 2015-01-01 | Open for comment: 17/02/12 - 17/03/12 |  | ACM0002 ver. 12 | NO | Yes | Grid-connected power from other sources | Asia Pacific | [18 empty] | UK |  |  | Active
NYA | Jiangxi Xiajiang Hydropower Project | New Dam/'Run of the River' | China | Japan (J-TEC Co., Ltd.) | At validation | Deloitte | Shanghai Weitai Environment Co., Ltd. | Large | 360 | 11.41 | 7 renewable | 769.117 | 2012-02-17 | 2010-09-26 | 2013-08-01 | Open for comment: 17/02/12 - 17/03/12 |  | ACM0002 ver. 12 | NO | Yes | Grid-connected power from other sources | Asia Pacific | [18 empty] | Japan |  |  | Active
NYA | Grid connected Small hydro project by Khodashi Power Pvt. Ltd. | New Dam/'Run of the River' | India | - | At validation | TÜV-NORD | Aparna Engineers | Small | 4.9 | - | 10 fixed | 17.897 | 2012-02-17 | 2010-11-15 | 2012-07-01 | Open for comment: 17/02/12 - 17/03/12 |  | AMS-I.D. ver. 17 | NO | No | Grid-connected power from other sources | Asia Pacific | [18 empty] | - |  |  | Active
NYA | Ma’erkang County Sha’er Hydropower Project | New Dam/'Run of the River' | China | UK (Greenscot Ltd.) | At validation | CEPREI certification body | Greenscot Limited | Large | 24 | 3415.4 | 7 renewable | 69.235 | 2012-02-16 | 2011-12-06 | 2014-06-01 | Open for comment: 16/02/12 - 16/03/12 |  | ACM0002 ver. 12 | NO | Yes | Grid-connected power from other sources | Asia Pacific | [18 empty] | UK |  |  | Active
NYA | Gongshan Shuanglahe Hydropower Project | New Dam/'Run of the River' | China | Japan (J-TEC Co., Ltd.) | At validation | Deloitte | Shanghai Marukyu Environment Co., Ltd. | Large | 37.5 | - | 7 renewable | 95.429 | 2012-02-16 | 2008-02-08 | 2012-07-01 | Open for comment: 16/02/12 - 16/03/12 |  | ACM0002 ver. 12 | NO | Yes | Grid-connected power from other sources | Asia Pacific | [18 empty] | Japan |  |  | Active
NYA | Xinjiang Kaidu River Xiaoshankou 3rd Cascade Hydropower Project | New Dam/'Run of the River' | China | UK (Shell Trading International Ltd.) | At validation | RINA | Beijing Keji Consulting Ltd. + Xinjiang Bazhou Xinhua Hydropower Development Co., Ltd. | Large | 49.5 | - | 7 renewable | 167.92 | 2012-02-16 | 2012-06-01 | 2014-09-01 | Open for comment: 16/02/12 - 16/03/12 |  | ACM0002 ver. 12 | NO | Yes | Grid-connected power from other sources | Asia Pacific | [18 empty] | UK |  |  | Active
NYA | Xinjiang Kaidu River Xiaoshankou 2nd Cascade Hydropower Project | New Dam/'Run of the River' | China | UK (Shell Trading International Ltd.) | At validation | RINA | Beijing Keji Consulting Ltd. | Large | 49.5 | - | 7 renewable | 169.489 | 2012-02-16 | 2011-09-23 | 2013-08-01 | Open for comment: 16/02/12 - 16/03/12 |  | ACM0002 ver. 12 | NO | Yes | Grid-connected power from other sources | Asia Pacific | [18 empty] | UK |  |  | Active
NYA | Jiangxi Le‘an County Dong‘an Small Hydropower Project | New Dam/'Run of the River' | China | Belgium (The Federal Authority of Belgium, acting through its Federal Public Service of Health, Food Chain Safety and Environment) | At validation | RINA | TYTF International Environment Consulting (Beijing) Co., Ltd. + Hunan CDM Project Service Centre | Small | 6 | 23 | 7 renewable | 13.557 | 2012-02-16 | 2008-06-22 | 2012-06-01 | Open for comment: 16/02/12 - 16/03/12 |  | AMS-I.D. ver. 17 | NO | No | Grid-connected power from other sources | Asia Pacific | [18 empty] | Belgium |  |  | Active
NYA | Dongyi River Yidi Hydropower Project | New Dam | China | UK (Greenscot Ltd.) | At validation | CEPREI certification body | Greenscot Limited | Large | 168 | 656 | 7 renewable | 536.453 | 2012-02-16 | - | 2016-04-01 | Open for comment: 16/02/12 - 16/03/12 |  | ACM0002 ver. 12 | NO | Yes | Grid-connected power from other sources | Asia Pacific | [18 empty] | UK |  |  | Active
NYA | Nam Can 2 Hydropower Project | New Dam/'Run of the River' | Vietnam | Germany (RWE Power AG) | At validation | TÜV-Rheinland | Investment and Trade Consultancy Company Limited (INTRACO Co., Ltd.) | Large | 20 | 1613 | 10 fixed | 40.241 | 2012-02-15 | 2011-10-28 | 2014-01-01 | Open for comment: 15/02/12 - 15/03/12 |  | ACM0002 ver. 12 | NO | No | Grid-connected power from other sources | Asia Pacific | [18 empty] | Germany |  |  | Active
NYA | Yunnan Yongde County Dedanghe 3rd Cascade Hydropower Project | New Dam/'Run of the River' | China | UK (Platinum Partners Value Arbitrage Fund, L.P) | At validation | LGAI Technological Center, S.A. | Hunan Tongzhou Environment Technology Co., Ltd | Large | 17 | - | 7 renewable | 48.463 | 2012-02-14 | 2011-08-10 | 2013-02-01 | Open for comment: 14/02/12 - 14/03/12 |  | ACM0002 ver. 12 | NO | No | Grid-connected power from other sources | Asia Pacific | [18 empty] | UK |  |  | Active
NYA | 62-Yunnan Yongde County Manghaihe 6-7th Cascade Bundled Small HP Hydropower Project | New Dam/'Run of the River' | China | UK (Platinum Partners Value Arbitrage Fund, L.P) | At validation | LGAI Technological Center, S.A. | Hunan Tongzhou Environment Technology Co., Ltd | Small | 11 | - | 7 renewable | 33.966 | 2012-02-14 | 2011-08-03 | 2012-10-01 | Open for comment: 14/02/12 - 14/03/12 |  | AMS-I.D. ver. 17 | NO | No | Grid-connected power from other sources | Asia Pacific | [18 empty] | UK |  |  | Active
NYA | Bac Me Hydropower project | New Dam | Vietnam | UK (Camco South East Asia Ltd.) | At validation | TÜV-Rheinland | Camco South East Asia Ltd | Large | 45 | 11.31 | 10 fixed | 108.646 | 2012-02-14 | 2012-06-01 | 2014-10-01 | Open for comment: 14/02/12 - 14/03/12 |  | ACM0002 ver. 12 | NO | Yes | Grid-connected power from other sources | Asia Pacific | [18 empty] | UK |  |  | Active
NYA | Yunnan Yongde County Manglinghe 2nd and 3rd Cascade Bundled Small Hydropower Project | New Dam/'Run of the River' | China | UK (Platinum Partners Value Arbitrage Fund, L.P.) | At validation | LGAI Technological Center, S.A. | Hunan Tongzhou Environment Technology Co.,Ltd | Small | 14.4 | - | 7 renewable | 35.13 | 2012-02-14 | 2011-08-17 | 2012-10-01 | Open for comment: 14/02/12 - 14/03/12 |  | AMS-I.D. ver. 17 | NO | No | Grid-connected power from other sources | Asia Pacific | [18 empty] | UK |  |  | Active
NYA | Guizhou Huashan Hydropower Project | New Dam | China | UK (Redford Investments Limited) | At validation | ERM Certification and Verification Services Ltd. | Beijing Green Future New Energy Investment & Management Co., Ltd. | Small | 10 | 19.53 | 7 renewable | 24.62 | 2012-02-12 | 2011-01-21 | 2012-07-01 | Open for comment: 12/02/12 - 12/03/12 |  | AMS-I.D. ver. 17 | NO | No | Grid-connected power from other sources | Asia Pacific | [18 empty] | UK |  |  | Active
NYA | Guizhou Nayong Yuanjiaba 5MW Hydropower Project | New Dam/'Run of the River' | China | UK (Redford Investments Limited) | At validation | ERM Certification and Verification Services Ltd. | Beijing Green Future New Energy Investment & Management Co., Ltd. | Small | 5 | - | 7 renewable | 12.39 | 2012-02-12 | 2007-11-26 | 2012-07-01 | Open for comment: 12/02/12 - 12/03/12 |  | AMS-I.D. ver. 17 | NO | No | Grid-connected power from other sources | Asia Pacific | [18 empty] | UK |  |  | Active
NYA | Diebu County Axia Nagai Hydropower Project | New Dam/'Run of the River' | China | UK (Climate Bridge Ltd. + Gazprom Marketing & Trading Limited) + Netherlands (Climate Bridge Limited BVI) | At validation | TÜV-SÜD | Climate Bridge Ltd. | Small | 9.6 | 711 | 7 renewable | 32.625 | 2012-02-11 | 2012-04-01 | 2014-09-01 | Open for comment: 11/02/12 - 11/03/12 |  | AMS-I.D. ver. 17 | NO | No | Grid-connected power from other sources | Asia Pacific | [18 empty] | UK | Netherlands |  | Active
NYA | Yunnan Yuanyang Fengchunling 1st Level Small Hydropower Project | New Dam/'Run of the River' | China | UK (Climate Bridge Ltd. + Gazprom Marketing and Trading Ltd.) | At validation | TÜV-SÜD | Climate Bridge Ltd. + Changsha Wuseshi Environmental Protection Technology Co., Ltd. | Small | 13.2 | - | 7 renewable | 35.59 | 2012-02-11 | 2012-01-15 | 2013-01-01 | Open for comment: 11/02/12 - 11/03/12 |  | AMS-I.D. ver. 17 | NO | No | Grid-connected power from other sources | Asia Pacific | [18 empty] | UK |  |  | Active
NYA | 24 MW Paudital Lassa Hydro Power Project in Himachal Pradesh | New Dam/'Run of the River' | India | - | At validation | DNV | Greenko Hatkoti Energy Private Limited | Large | 24 | - | 7 renewable | 115.224 | 2012-02-11 | 2012-03-31 | 2014-06-01 | Open for comment: 11/02/12 - 11/03/12 |  | ACM0002 ver. 12 | NO | Yes | Grid-connected power from other sources | Asia Pacific | [18 empty] | - |  |  | Active
NYA | Sunan County Xiyinghe I and II Bundled Hydropower Project | New Dam/'Run of the River' | China | UK (Climate Bridge Ltd) + Netherlands (Climate Bridge Limited BVI) | At validation | TÜV-SÜD | Climate Bridge Ltd. | Small | 14.8 | - | 7 renewable | 46.48 | 2012-02-11 | 2009-07-28 | 2012-08-01 | Open for comment: 11/02/12 - 11/03/12 |  | AMS-I.D. ver. 17 | NO | No | Grid-connected power from other sources | Asia Pacific | [18 empty] | UK | Netherlands |  | Active
NYA | Ta Loi 2 Hydro Power Project | New Dam/'Run of the River' | Vietnam | Australia (Perenia Pty Ltd) | At validation | TÜV-Rheinland | Perenia Pty Ltd | Small | 10.5 | 350 | 7 renewable | 26.415 | 2012-02-11 | 2011-11-16 | 2014-01-01 | Open for comment: 11/02/12 - 11/03/12 |  | AMS-I.D. ver. 17 | NO | No | Grid-connected power from other sources | Asia Pacific | [18 empty] | Australia |  |  | Active
NYA | Luquan County Baishui River III Hydroelectric Project | New Dam/'Run of the River' | China | UK (Climate Bridge Ltd. + Gazprom Marketing & Trading Limited) + Netherlands (Climate Bridge Limited BVI) | At validation | Japan Consulting Institute | Climate Bridge Ltd. | Large | 18 | 1844 | 7 renewable | 48.581 | 2012-02-09 | 2011-06-10 | 2013-07-01 | Open for comment: 09/02/12 - 09/03/12 |  | ACM0002 ver. 12 | NO | No | Grid-connected power from other sources | Asia Pacific | [18 empty] | UK | Netherlands |  | Active
NYA | Xieshui River Stage III Hydropower Project of Shimen County, Hunan Province | New Dam | China | Switzerland (Climate Protection Partners AG + Q.C.A.AG) | At validation | TÜV-SÜD | Hunan CDM Project Service Centre | Small | 15 | 14.47 | 7 renewable | 42.653 | 2012-02-09 | 2008-03-22 | 2012-06-01 | Open for comment: 09/02/12 - 09/03/12 |  | AMS-I.D. ver. 17 | NO | No | Grid-connected power from other sources | Asia Pacific | [18 empty] | Switzerland |  |  | Active
NYA | Zhangye City Sidalong II&III Bundled Hydropower Project | New Dam/'Run of the River' | China | UK (Climate Bridge Ltd. + Gazprom Marketing & Trading Limited) + Netherlands (Climate Bridge Limited BVI) | At validation | Japan Consulting Institute | Climate Bridge Ltd. | Small | 11.3 | Sidalong II, 452; Sidalong III, 625 | 7 renewable | 60.292 | 2012-02-09 | 2012-03-30 | 2014-03-01 | Open for comment: 09/02/12 - 09/03/12 |  | ACM0002 ver. 12 | NO | No | Grid-connected power from other sources | Asia Pacific | [18 empty] | UK | Netherlands |  | Active
NYA | Rondinha Small Hydroelectric Power Plant | New Dam/'Run of the River' | Brazil | - | At validation | DNV | Carbon Management Consulting Ltd. | Small | 9.6 | 12.63 | 7 renewable | 15.916 | 2012-02-08 | 2011-06-15 | 2013-08-01 | Open for comment: 08/02/12 - 08/03/12 |  | ACM0002 ver. 12 | NO | No | Grid-connected power from other sources | Latin America | [18 empty] | - |  |  | Active
NYA | Jinhui Xiangshuigou Hydro Power Project II | New Dam/'Run of the River' | China | UK (UK DS Energy Limited) | At validation | TÜV-Rheinland | SinoEnergy Development New Energy Tech Co., Ltd. | Small | 14 | 52.8 | 7 renewable | 45.14 | 2012-02-08 | 2012-05-01 | 2013-01-01 | Open for comment: 08/02/12 - 08/03/12 |  | AMS-I.D. ver. 17 | NO | No | Grid-connected power from other sources | Asia Pacific | [18 empty] | UK |  |  | Active
NYA | Jinhui Xiangshuigou Hydro Power Project I | New Dam/'Run of the River' | China | UK (UK DS Energy Limited) | At validation | TÜV-Rheinland | SinoEnergy Development New Energy Tech Co., Ltd. | Small | 10 | 41.7 | 7 renewable | 32.41 | 2012-02-08 | 2012-05-01 | 2013-01-01 | Open for comment: 08/02/12 - 08/03/12 |  | AMS-I.D. ver. 17 | NO | No | Grid-connected power from other sources | Asia Pacific | [18 empty] | UK |  |  | Active
NYA | Huaning County Sanjia 13.5MW Hydropower Station Project | New Dam/'Run of the River' | China | UK (Platinum Partners Value Arbitrage Fund, L.P) | At validation | ERM Certification and Verification Services Ltd. | Accord Global Environment Technology (Beijing) Co., Ltd. | Small | 13.5 | 54 | 7 renewable | 35.948 | 2012-02-08 | 2008-04-15 | 2012-07-01 | Open for comment: 08/02/12 - 08/03/12 |  | AMS-I.D. ver. 17 | NO | No | Grid-connected power from other sources | Asia Pacific | [18 empty] | UK |  |  | Active
NYA | Fujian Nanping Xiayang Hydropower Project | New Dam/'Run of the River' | China | UK (Green Day Marketing And Trading Co., Ltd.) + Switzerland (Vitol S.A.) | At validation | RINA | Shanghai Yiqing Environmental Technology Co., LTD. | Large | 43.8 | 11.56 | 7 renewable | 115.892 | 2012-02-08 | 2008-06-15 | 2012-06-01 | Open for comment: 08/02/12 - 08/03/12 |  | ACM0002 ver. 12 | NO | Yes | Grid-connected power from other sources | Asia Pacific | [18 empty] | UK | Switzerland |  | Active
NYA | Yanyuan County Baji River Phase III Hydropower Project | New Dam | China | UK (Shell Trading International Ltd.) | At validation | Deloitte | Beijing Keji Consulting Ltd. | Large | 24 | 235.29 | 7 renewable | 71.791 | 2012-02-08 | 2011-04-15 | 2012-08-01 | Open for comment: 08/02/12 - 08/03/12 |  | ACM0002 ver. 12 | NO | Yes | Grid-connected power from other sources | Asia Pacific | [18 empty] | UK |  |  | Active
NYA | Jinping County Qiaocaiping 2nd and 3rd Cascade Hydropower Station Bundled Project | New Dam/'Run of the River' | China | UK (ACT Carbon Capital Ltd.) | At validation | Deloitte | Aigete Global Environment Technology Co., Ltd. | Small | 11.4 | - | 7 renewable | 31.815 | 2012-02-07 | 2011-10-20 | 2013-01-01 | Open for comment: 07/02/12 - 07/03/12 |  | AMS-I.D. ver. 17 | NO | No | Grid-connected power from other sources | Asia Pacific | [18 empty] | UK |  |  | Active
NYA | Angelina Small Hydropower Plant Project Activity + | New Dam | Brazil | - | At validation | DNV | Ecopart Assessoria em Negócios Empresariais Ltda. | Large | 27.12 | 67.8 | 7 renewable | 37.717 | 2012-02-03 | 2007-12-17 | 2013-01-01 | Open for comment: 03/02/12 - 03/03/12 |  | ACM0002 ver. 12 | NO | Yes | Grid-connected power from other sources | Latin America | [18 empty] | - |  |  | Active
NYA | Jinghong Mengsong Hydropower Project | New Dam/'Run of the River' | China | Italy (Electrade S.p.A.) | At validation | JACO CDM., LTD | Beijing Karbon Energy Consulting Co., Ltd. | Small | 10 | - | 7 renewable | 28.593 | 2012-02-03 | 2012-03-01 | 2012-10-01 | Open for comment: 03/02/12 - 03/03/12 |  | AMS-I.D. ver. 17 | NO | No | Grid-connected power from other sources | Asia Pacific | [18 empty] | Italy |  |  | Active
NYA | Aurora I Hydroelectric Power Project | New Dam/'Run of the River' | Honduras | Netherlands (German ProfEC GmbH) | At validation | RINA | German ProfEC GmbH | Small | 9.36 | - | 7 renewable | 28.44 | 2012-02-03 | 2011-10-14 | 2012-09-01 | Open for comment: 03/02/12 - 03/03/12 |  | AMS-I.D. ver. 17 | NO | No | Grid-connected power from other sources | Latin America | [18 empty] | Netherlands |  |  | Active
NYA | Yunnan Yingjiang Sashuihe Erji and Funing Qinghuadong Bundled Small Hydropower Project | New Dam/'Run of the River' | China | Italy (Electrade S.p.A.) | At validation | JACO CDM., LTD | Beijing Karbon Energy Consulting Co., Ltd. | Small | 10.6 | - | 7 renewable | 22.851 | 2012-02-03 | 2008-01-19 | 2012-07-01 | Open for comment: 03/02/12 - 03/03/12 |  | AMS-I.D. ver. 17 | NO | No | Grid-connected power from other sources | Asia Pacific | [18 empty] | Italy |  |  | Active
NYA | Aurora II Hydroelectric Power Project | New Dam/'Run of the River' | Honduras | Netherlands (German ProfEC GmbH) | At validation | RINA | German ProfEC GmbH | Small | 12 | - | 7 renewable | 34.809 | 2012-02-03 | 2012-06-01 | 2013-01-01 | Open for comment: 03/02/12 - 03/03/12 |  | AMS-I.D. ver. 17 | NO | No | Grid-connected power from other sources | Latin America | [18 empty] | Netherlands |  |  | Active
NYA | Chaoyang Hydropower Project in Yongsheng County | New Dam/'Run of the River' | China | UK (Carbon Trading Capital Limited) | At validation | Deloitte | Aigete Global Environment Technology (Beijing) Co., Ltd. | Small | 3 | - | 7 renewable | 9.012 | 2012-02-02 | 2011-06-22 | 2012-09-01 | Open for comment: 02/02/12 - 02/03/12 |  | AMS-I.D. ver. 17 | NO | No | Grid-connected power from other sources | Asia Pacific | [18 empty] | UK |  |  | Active
NYA | Hydro power project by Sneha Kinetic Power Projects Private Limited | New Dam/'Run of the River' | India | - | At validation | DNV | Sneha Kinetic Power Projects Private Limited | Large | 96 | 1686 | 7 renewable | 482.783 | 2012-02-02 | 2011-03-22 | 2014-04-01 | Open for comment: 02/02/12 - 02/03/12 |  | ACM0002 ver. 12 | NO | Yes | Grid-connected power from other sources | Asia Pacific | [18 empty] | - |  |  | Active
NYA | Hongxingqiao Hydropower Project in Yongsheng County | New Dam/'Run of the River' | China | UK (Carbon Trading Capital Limited) | At validation | Deloitte | Aigete Global Environment Technology (Beijing) Co., Ltd. | Small | 6.5 | - | 7 renewable | 17.917 | 2012-02-02 | 2011-08-09 | 2012-09-01 | Open for comment: 02/02/12 - 02/03/12 |  | AMS-I.D. ver. 17 | NO | No | Grid-connected power from other sources | Asia Pacific | [18 empty] | UK |  |  | Active
NYA | Dak Mi 1-1A Hydroelectric Power Project | New Dam/'Run of the River' | Vietnam | Netherlands (Blue World Carbon SEA Pte Ltd.) | At validation | KBS Certification Services Pvt. Ltd | Blue World Carbon SEA Pte Ltd | Large | 54 | 43.94 | 7 renewable | 125.566 | 2012-02-02 | 2011-12-31 | 2014-01-01 | Open for comment: 02/02/12 - 02/03/12 |  | ACM0002 ver. 12 | NO | Yes | Grid-connected power from other sources | Asia Pacific | [18 empty] | Netherlands |  |  | Active
NYA | La Ngau Hydropower Project | New Dam | Vietnam | Switzerland (South Pole Carbon Asset Management Ltd.) | At validation | KBS Certification Services Pvt. Ltd | Energy and Environment Consultancy Joint Stock Company (VNEEC) | Large | 46 | 23.1 | 7 renewable | 114.64 | 2012-02-01 | 2012-03-01 | 2015-01-01 | Open for comment: 01/02/12 - 01/03/12 |  | ACM0002 ver. 12 | NO | Yes | Grid-connected power from other sources | Asia Pacific | [18 empty] | Switzerland |  |  | Active
NYA | DaKrong 2 Hydropower Project | New Dam/'Run of the River' | Vietnam | Sweden (Nordic Environment Finance Corporation NEFCO in its capacity as Fund Manager to the NEFCO Carbon Fund) | At validation | Bureau Veritas Certification Holding SAS | Investment and Trade Consultancy Company Limited (INTRACO Co., Ltd.) | Large | 18 | 15.2 | 10 fixed | 41.154 | 2012-02-01 | 2010-06-21 | 2012-07-01 | Open for comment: 01/02/12 - 01/03/12 |  | ACM0002 ver. 12 | NO | No | Grid-connected power from other sources | Asia Pacific | [18 empty] | Sweden |  |  | Active
NYA | Hasang Hydro Electric Power Project | New Dam/'Run of the River' | Indonesia | Netherlands (E.ON Carbon Sourcing GmbH) | At validation | Bureau Veritas Certification Holding SAS | E.ON Carbon Sourcing GmbH | Large | 41.7 | 2841.54 | 10 fixed | 200.089 | 2012-01-31 | 2012-06-01 | 2016-01-01 | Open for comment: 31/01/12 - 29/02/12 |  | ACM0002 ver. 12 | NO | Yes | Grid-connected power from other sources | Asia Pacific | [18 empty] | Netherlands |  |  | Active
NYA | Punta Negra Hydroelectric Project | New Dam/'Run of the River' | Argentina | - | At validation | ERM Certification and Verification Services Ltd. | Energia Andina SR | Large | 61.2 | 5.14 | 10 fixed | 181.512 | 2012-01-28 | 2010-01-04 | 2016-01-01 | Open for comment: 28/01/12 - 26/02/12 |  | ACM0002 ver. 12 | Yes | Yes | Grid-connected power from other sources | Latin America | [18 empty] | - |  |  | Active
NYA | Chorokhi Hydro Power Plant Project | New Dam | Georgia | - | At validation | RINA | FutureCamp İklim ve Enerji Ltd. Şti. | Large | 113 | Kırnati, 64.92; Khelvachauri-I, 47.26; Khelvachauri-II, 32.27 | 7 renewable | 284.042 | 2012-01-27 | 2012-03-15 | 2014-01-01 | Open for comment: 27/01/12 - 25/02/12 |  | ACM0002 ver. 12 | NO | Yes | Grid-connected power from other sources | Europe | [18 empty] | - |  |  | Active
NYA | Sichuan Xuecheng Hydropower Project | New Dam/'Run of the River' | China | Switzerland (Vitol S.A.) | At validation | ERM Certification and Verification Services Ltd. | Redox International Consulting (Peking) Co., Ltd. | Large | 138 | 1150 | 7 renewable | 416.939 | 2012-01-26 | 2005-03-02 | 2012-06-01 | Open for comment: 26/01/12 - 24/02/12 |  | ACM0002 ver. 12 | NO | Yes | Grid-connected power from other sources | Asia Pacific | [18 empty] | Switzerland |  |  | Active
NYA | Lushi Yajiuhe 4.8MW Hydropower Project | New Dam/'Run of the River' | China | UK (Climate Bridge Ltd.) + Netherlands (Climate Bridge Limited BVI) | At validation | Japan Consulting Institute | Climate Bridge Ltd. | Small | 4.8 | - | 7 renewable | 17.081 | 2012-01-26 | 2011-03-27 | 2012-12-01 | Open for comment: 26/01/12 - 24/02/12 |  | AMS-I.D. ver. 17 | NO | No | Grid-connected power from other sources | Asia Pacific | [18 empty] | UK | Netherlands |  | Active
NYA | Teles Pires Hydropower Plant Project Activity | New Dam/'Run of the River' | Brazil | - | At validation | Perry Johnson Registrars Carbon Emissions Services | EQAO | Large | 1820 | 19.18 | 10 fixed | 2497.364 | 2012-01-25 | 2011-08-19 | 2015-01-01 | Open for comment: 25/01/12 - 23/02/12 |  | ACM0002 ver. 12 | NO | Yes | Grid-connected power from other sources | Latin America | [18 empty] | - |  |  | Active
NYA | Fujian Yong’an Ximen Hydropower Project | New Dam/'Run of the River' | China | Switzerland (Vitol S.A.) | At validation | RINA | Shanghai Yiqing Environmental Technology Co., LTD | Large | 30 | 14.5 | 7 renewable | 81.461 | 2012-01-24 | 2008-05-20 | 2012-06-01 | Open for comment: 24/01/12 - 22/02/12 |  | ACM0002 ver. 12 | NO | Yes | Grid-connected power from other sources | Asia Pacific | [18 empty] | Switzerland |  |  | Active
NYA | Nam Si Luong 3 Hydropower Project | New Dam | Vietnam | UK (Camco Carbon South East Asia Ltd.) | At validation | TÜV-Rheinland | Camco Carbon South East Asia Ltd. | Large | 17.4 | 99.1 | 10 fixed | 38.028 | 2012-01-22 | 2012-06-01 | 2015-01-01 | Open for comment: 22/01/12 - 20/02/12 |  | ACM0002 ver. 12 | NO | No | Grid-connected power from other sources | Asia Pacific | [18 empty] | UK |  |  | Active
NYA | Kaixian Shengshan Small Hydro Power Project | New Dam/'Run of the River' | China | Italy (Electrade.S.p.A.) | At validation | RINA | ClimaXmi | Small | 9.9 | - | 7 renewable | 21.816 | 2012-01-21 | 2011-08-29 | 2013-01-01 | Open for comment: 21/01/12 - 19/02/12 |  | AMS-I.D. ver. 17 | NO | No | Grid-connected power from other sources | Asia Pacific | [18 empty] | Italy |  |  | Active
NYA | Zagunao River Shiziping 195MW Hydropower Project in Sichuan Province | New Dam | China | Switzerland (Vitol. S.A.) | At validation | ERM Certification and Verification Services Ltd. | Redox International Consulting (Peking) Co., Ltd. | Large | 195 | 82.98 | 7 renewable | 593.833 | 2012-01-21 | 2005-04-25 | 2012-06-01 | Open for comment: 21/01/12 - 19/02/12 |  | ACM0002 ver. 12 | NO | Yes | Grid-connected power from other sources | Asia Pacific | [18 empty] | Switzerland |  |  | Active
NYA | Broadlands Hydropower Project | New Dam/'Run of the River' | Sri Lanka | Republic of Korea (Ecoeye Co. Ltd.) | At validation | Korea Energy Management Corporation | Ecoeye Co., Ltd. | Large | 35 | 921 | 7 renewable | 88.616 | 2012-01-20 | 2012-03-15 | 2015-06-01 | Open for comment: 20/01/12 - 18/02/12 |  | ACM0002 ver. 12 | NO | Yes | Grid-connected power from other sources | Asia Pacific | [18 empty] | Republic of Korea |  |  | Active
NYA | Guizhou Dushan Heishen River Cascade Hydropower Project | New Dam | China | Switzerland (Arcadia Energy (Suisse) S.A. + Q.C.A. AG) | At validation | RINA | Hunan CDM Project Service Center | Small | 1.6 | 7.27 | 7 renewable | 26.993 | 2012-01-19 | 2008-07-28 | 2012-05-01 | Open for comment: 19/01/12 - 17/02/12 |  | AMS-I.D. ver. 17 | NO | No | Grid-connected power from other sources | Asia Pacific | [18 empty] | Switzerland |  |  | Active
NYA | Shangyang County Kuanping 1st and Kuanping 2nd Level Bundle Small Hydropower Project | New Dam/'Run of the River' | China | UK (Platinum Partners Value Arbitrage Fund, L.P) | At validation | RINA | Beijing Yongri Jinglan Consulting Co., Ltd | Small | 11 | - | 7 renewable | 11.246 | 2012-01-19 | 2011-05-19 | 2013-01-01 | Open for comment: 19/01/12 - 17/02/12 |  | AMS-I.D. ver. 17 | NO | No | Grid-connected power from other sources | Asia Pacific | [18 empty] | UK |  |  | Active
NYA | Danghe Upstream 3rd Cascade Hydropower Station Project | New Dam/'Run of the River' | China | - | At validation | CEPREI certification body | Caspervandertak Consulting BV + Gansu Tonghe Low Carbon Service Co., Ltd. | Large | 20 | 1000 | 7 renewable | 66.799 | 2012-01-19 | 2011-05-12 | 2013-01-01 | Open for comment: 19/01/12 - 17/02/12 |  | ACM0002 ver. 12 | NO | No | Grid-connected power from other sources | Asia Pacific | [18 empty] | - |  |  | Active
NYA | Dak Srong 3A Hydropower project | New Dam/'Run of the River' | Vietnam | Switzerland (Bunge Emissions Holdings Sarl) | At validation | RINA | Kyoto Energy Pte. Ltd. | Small | 10.2 | 7.61 | 7 renewable | 17.718 | 2012-01-19 | 2011-10-25 | 2013-06-01 | Open for comment: 19/01/12 - 17/02/12 |  | AMS-I.D. ver. 17 | NO | No | Grid-connected power from other sources | Asia Pacific | [18 empty] | Switzerland |  |  | Active
NYA | Nam Si Luong 4 Hydropower Project | New Dam | Vietnam | UK (Camco Carbon South East Asia Ltd.) | At validation | TÜV-Rheinland | Camco Carbon South East Asia Ltd. | Large | 15.6 | 69.22 | 10 fixed | 35.412 | 2012-01-18 | 2012-03-01 | 2014-07-01 | Open for comment: 18/01/12 - 16/02/12 |  | ACM0002 ver. 12 | NO | No | Grid-connected power from other sources | Asia Pacific | [18 empty] | UK |  |  | Active
NYA | Yunnan Danzhuhe Hydropower Project | New Dam | China | UK (Originate Carbon Ltd.) | At validation | TÜV-Rheinland | Hunan Bluesky Environmental Protection Technology Development Co., Ltd. + Changsha Wuseshi Environmental Protection Technology Co., Ltd. | Large | 80 | 44265 | 7 renewable | 223.739 | 2012-01-18 | 2011-02-21 | 2012-11-01 | Open for comment: 18/01/12 - 16/02/12 |  | ACM0002 ver. 12 | NO | Yes | Grid-connected power from other sources | Asia Pacific | [18 empty] | UK |  |  | Active
NYA | Denawaka Ganga Mini Hydro Power Project | New Dam/'Run of the River' | Sri Lanka | Japan (Mitsubishi UFJ Morgan Stanley Securities Co., Ltd.) | At validation | TÜV-NORD | Mitsubishi UFJ Morgan Stanley Securities Co., Ltd. | Small | 7.2 | - | 7 renewable | 13.574 | 2012-01-17 | 2009-10-19 | 2012-05-01 | Open for comment: 17/01/12 - 15/02/12 |  | AMS-I.D. ver. 17 | NO | No | Grid-connected power from other sources | Asia Pacific | [18 empty] | Japan |  |  | Active
NYA | Gansu Dangshang V Hydropower Project | New Dam/'Run of the River' | China | UK (Climate Bridge Ltd. + Gazprom Marketing & Trading Limited) & Netherlands (Climate Bridge Limited BVI) | At validation | Lloyd’s | Climate Bridge Ltd. | Small | 12.6 | - | 7 renewable | 44.71 | 2012-01-17 | 2010-12-27 | 2013-01-01 | Open for comment: 17/01/12 - 15/02/12 |  | AMS-I.D. ver. 17 | NO | No | Grid-connected power from other sources | Asia Pacific | [18 empty] | UK | Netherlands |  | Active
NYA | Guangxi Daxin Xialei Small Hydropower Project | New Dam/'Run of the River' | China | UK (Climate Bridge Ltd.) | At validation | Lloyd’s | Climate Bridge Ltd. | Small | 12.5 | - | 7 renewable | 26.342 | 2012-01-17 | 2011-03-03 | 2013-05-01 | Open for comment: 17/01/12 - 15/02/12 |  | AMS-I.D. ver. 17 | NO | No | Grid-connected power from other sources | Asia Pacific | [18 empty] | UK |  |  | Active
NYA | Sichuan Huzhu Hydropower Project | New Dam/'Run of the River' | China | - | At validation | Bureau Veritas Certification Holding SAS | Beijing Ruichi Electric Power Information Technology Co. Ltd. | Large | 45 | 2624 | 7 renewable | 142.701 | 2012-01-14 | 2011-05-18 | 2013-01-01 | Open for comment: 14/01/12 - 12/02/12 |  | ACM0002 ver. 12 | NO | Yes | Grid-connected power from other sources | Asia Pacific | [18 empty] | - |  |  | Active
NYA | San Juan Hydroelectric Project | New Dam/'Run of the River' | Honduras | - | At validation | TÜV-Rheinland | Industrias Contempo S.A. de C.V. | Small | 6.56 | - | 7 renewable | 23.547 | 2012-01-14 | 2008-04-21 | 2012-03-31 | Open for comment: 14/01/12 - 12/02/12 |  | AMS-I.D. ver. 17 | NO | No | Grid-connected power from other sources | Latin America | [18 empty] | - |  |  | Active
NYA | Liangshan Prefecture Yanyuan County Yongninghe Fourth Stage Hydropower Station Project | New Dam | China | Switzerland (Arcadia Energy (Suisse) S.A. + Q.C.A. AG) | At validation | TÜV-Rheinland | Hunan CDM Project Service Center | Large | 40 | - | 7 renewable | 124.717 | 2012-01-13 | 2011-01-15 | 2012-09-01 | Open for comment: 13/01/12 - 11/02/12 |  | ACM0002 ver. 12 | NO | Yes | Grid-connected power from other sources | Asia Pacific | [18 empty] | Switzerland |  |  | Active
NYA | Guangxi Wacun Hydropower Project | New Dam | China | UK (ACT Carbon Capital Ltd.) | At validation | Deloitte | Aigete Global Environment Technology Co., Ltd. | Large | 230 | 13.46 | 7 renewable | 441.44 | 2012-01-12 | - | 2015-01-01 | Open for comment: 12/01/12 - 10/0212 |  | ACM0002 ver. 12 | NO | Yes | Grid-connected power from other sources | Asia Pacific | [18 empty] | UK |  |  | Active
NYA | San Pedro Hydropower Plant | New Dam/'Run of the River' | Chile | - | At validation | Swiss Association for Quality and Management Systems | POCH AMBIENTAL S.A. | Large | 75 | 97.86 | 10 fixed | 608.681 | 2012-01-12 | 2012-07-01 | 2017-05-01 | Open for comment: 12/01/12 - 10/02/12 |  | ACM0002 ver. 12 | NO | Yes | Grid-connected power from other sources | Latin America | [18 empty] | - |  |  | Active
NYA | Guizhou Yinlu First Stage (Yinwang) Hydropower Project | New Dam | China | Switzerland (Arcadia Energy (Suisse) S.A. + Q.C.A. AG) | At validation | RINA | Hunan CDM Project Service Center | Large | 17.5 | 437.5 | 7 renewable | 42.77 | 2012-01-12 | 2007-11-21 | 2012-06-01 | Open for comment: 12/01/12 - 10/02/12 |  | ACM0002 ver. 12 | NO | No | Grid-connected power from other sources | Asia Pacific | [18 empty] | Switzerland |  |  | Active
NYA | Xixiang County Qujiangdong Hydropower Project | New Dam | China | UK (Climate Corporation Emissions Trading GmbH) | At validation | RINA | Beijing Yongrijinglan Counsulting Co, Ltd. | Small | 10 | - | 7 renewable | 26.643 | 2012-01-12 | 2007-07-02 | 2012-04-01 | Open for comment: 12/01/12 - 10/02/12 |  | AMS-I.D. ver. 17 | NO | No | Grid-connected power from other sources | Asia Pacific | [18 empty] | UK |  |  | Active
NYA | Bonito Hydroelectric Project | New Dam/'Run of the River' | Chile | - | At validation | TÜV-SÜD | POCH AMBIENTAL S.A. | Small | 12 | - | 7 renewable | 37.663 | 2012-01-11 | 2012-03-01 | 2013-07-01 | Open for comment: 11/01/12 - 09/02/12 |  | AMS-I.D. ver. 17 | NO | No | Grid-connected power from other sources | Latin America | [18 empty] | - |  |  | Active
NYA | El Callao Small Hydroelectric Run-of-River Power Plant | New Dam/'Run of the River' | Chile | - | At validation | TÜV-SÜD | Hidroenergia Chile Ltda. | Small | 3.2 | - | 7 renewable | 7.848 | 2012-01-11 | 2010-12-27 | 2012-07-01 | Open for comment: 11/01/12 - 09/02/12 |  | AMS-I.D. ver. 17 | NO | No | Grid-connected power from other sources | Latin America | [18 empty] | - |  |  | Active
NYA | Longjiashan 12.5MW Hydropower Project | New Dam/'Run of the River' | China | UK (Climate Corporation Emissions Trading GmbH) | At validation | RINA | Aid Energy Conservation S&T Co. Ltd | Small | 12.5 | - | 7 renewable | 35.856 | 2012-01-10 | 2006-09-12 | 2012-01-01 | Open for comment: 10/01/12 - 08/02/12 |  | AMS-I.D. ver. 17 | NO | No | Grid-connected power from other sources | Asia Pacific | [18 empty] | UK |  |  | Active
NYA | Gansu Baishuijiang Hengdan Hydropower Station Project | New Dam/'Run of the River' | China | - | At validation | CEPREI certification body | Gansu Tonghe Low Carbon Energy Service Co., Ltd. + Caspervandertak Consulting | Large | 25 | 99.4 | 7 renewable | 98.877 | 2012-01-10 | 2007-03-27 | 2012-10-01 | Open for comment: 10/01/12 - 08/02/12 |  | ACM0002 ver. 12 | NO | Yes | Grid-connected power from other sources | Asia Pacific | [18 empty] | - |  |  | Active
NYA | Runatullo III Hydroelectric Power Plant | New Dam/'Run of the River' | Peru | - | At validation | Spanish Association for Standardisation and Certification | Endesa Carbono S.L. | Large | 19.8 | 88.393 | 7 renewable | 86.5 | 2012-01-10 | 2012-01-05 | 2014-07-01 | Open for comment: 10/01/12 - 08/02/12 |  | ACM0002 ver. 12 | NO | No | Grid-connected power from other sources | Latin America | [18 empty] | - |  |  | Active
NYA | Nalcas Small Hydroelectric Run-of-River Power Plant | New Dam/'Run of the River' | Chile | - | At validation | TÜV-SÜD | Hidroenergia Chile Ltda. | Small | 8 | - | 7 renewable | 21.65 | 2012-01-10 | 2010-12-27 | 2012-07-01 | Open for comment: 10/01/12 - 08/02/12 |  | AMS-I.D. ver. 17 | NO | No | Grid-connected power from other sources | Latin America | [18 empty] | - |  |  | Active
NYA | Runatullo II Hydroelectric Power Plant | New Dam/'Run of the River' | Peru | - | At validation | Spanish Association for Standardisation and Certification | Endesa Carbono S.L. | Large | 19.1 | 46.929 | 7 renewable | 70.935 | 2012-01-10 | 2012-01-05 | 2014-07-01 | Open for comment: 10/01/12 - 08/02/12 |  | ACM0002 ver. 12 | NO | No | Grid-connected power from other sources | Latin America | [18 empty] | - |  |  | Active
NYA | Jiangxi Yudu Xiashan 35.1MW Hydropower Project | New Dam | China | UK (Gazprom Marketing & Trading Singapore PTE. LTD.) | At validation | ERM Certification and Verification Services Ltd. | CPI CARBON ASSET MANAGEMENT CO., LTD. | Large | 35.1 | 5.82 | 7 renewable | 75.282 | 2012-01-07 | 2010-11-30 | 2012-07-01 | Open for comment: 07/01/12 - 05/02/12 |  | ACM0002 ver. 12 | NO | Yes | Grid-connected power from other sources | Asia Pacific | [18 empty] | UK |  |  | Active
NYA | Yili Kukesu River Kushitayi Hydropower Project | New Dam | China | UK (Gazprom Marketing & Trading Singapore Pte. Ltd.) | At validation | ERM Certification and Verification Services Ltd. | Kukesu River Hydropower Development CO.LTD,YILI.XINJIANG | Large | 100 | 22.2 | 7 renewable | 276.855 | 2012-01-06 | 2011-05-27 | 2012-11-01 | Open for comment: 06/01/12 - 04/02/12 |  | ACM0002 ver. 12 | NO | Yes | Grid-connected power from other sources | Asia Pacific | [18 empty] | UK |  |  | Active
NYA | Xinjiang Gonggeer Hydropower Project | New Dam | China | UK (ACT Carbon Capital Ltd.) | At validation | Perry Johnson Registrars Carbon Emissions Services | Aigete Global Environment Technology Co., Ltd. | Large | 200 | 8.13 | 7 renewable | 447.948 | 2012-01-06 | 2009-04-09 | 2012-07-01 | Open for comment: 06/01/12 - 04/02/12 |  | ACM0002 ver. 12 | NO | Yes | Grid-connected power from other sources | Asia Pacific | [18 empty] | UK |  |  | Active
NYA | Yunnan Shuijing Hydropower Project | New Dam/'Run of the River' | China | Netherlands (China Carbon N.V.) | At validation | CEPREI certification body | Cleanergy Investment Service (Beijing) Co., Ltd. | Large | 19 | 528 | 7 renewable | 50.296 | 2012-01-05 | 2012-04-01 | 2014-07-01 | Open for comment: 05/01/12 - 03/02/12 |  | ACM0002 ver. 12 | NO | No | Grid-connected power from other sources | Asia Pacific | [18 empty] | Netherlands |  |  | Active
NYA | Yunnan Daping Hydropower Project | New Dam | China | Netherlands (China Carbon N.V.) | At validation | CEPREI certification body | Cleanergy Investment Service (Beijing) Co., Ltd. | Large | 21 | 186.83 | 7 renewable | 55.871 | 2012-01-05 | 2011-10-31 | 2014-01-01 | Open for comment: 05/01/12 - 03/02/12 |  | ACM0002 ver. 12 | NO | Yes | Grid-connected power from other sources | Asia Pacific | [18 empty] | Netherlands |  |  | Active
NYA | Ban Nhung Small Hydropower Project | New Dam | Vietnam | UK (Climate Corporation Emissions Trading GmbH) | At validation | DNV | Climate Corporation Emissions Trading GmbH | Small | 11 | 6.2 | 10 fixed | 19.322 | 2012-01-05 | 2008-04-01 | 2014-01-01 | Open for comment: 05/01/12 - 03/02/12 |  | AMS-I.D. ver. 17 | NO | No | Grid-connected power from other sources | Asia Pacific | [18 empty] | UK |  |  | Active
NYA | Buguanhe River-I 15MW Hydropower Project | New Dam/'Run of the River' | China | UK (Climate Bridge Ltd.) + Netherlands (Climate Bridge Limited BVI) | At validation | RINA | Coway International TechTrans Co., Ltd. | Small | 15 | 6,429; 8,998 | 7 renewable | 39.069 | 2012-01-05 | 2011-02-26 | 2012-10-01 | Open for comment: 05/01/12 - 03/02/12 |  | AMS-I.D. ver. 17 | NO | No | Grid-connected power from other sources | Asia Pacific | [18 empty] | UK | Netherlands |  | Active
NYA | Sichuan Baoxing Mahuanggou 1st Cascade Hydropower Project | New Dam/'Run of the River' | China | Sweden (Carbon Asset Management Sweden Pte Ltd) | At validation | RINA | Tricorona Carbon Asset Management Sweden AB | Large | 24 | 1384 | 7 renewable | 66.25 | 2011-12-30 | 2011-04-15 | 2012-11-01 | Open for comment: 30/12/11 - 28/01/12 |  | ACM0002 ver. 12 | NO | Yes | Grid-connected power from other sources | Asia Pacific | [18 empty] | Sweden |  |  | Active
NYA | The Fourth Cascade Hydropower Project of Buguanhe River | New Dam/'Run of the River' | China | UK (Climate Bridge Ltd.) + Netherlands (Climate Bridge Limited BVI) | At validation | RINA | Coway International TechTrans Co., Ltd. | Small | 6 | - | 7 renewable | 15.365 | 2011-12-29 | 2011-02-06 | 2012-03-01 | Open for comment: 29/12/11 - 27/01/12 |  | AMS-I.D. ver. 17 | NO | No | Grid-connected power from other sources | Asia Pacific | [18 empty] | UK | Netherlands |  | Active
NYA | Ganzi Prefecture Shuoqu River Dongsong Hydropower Project | New Dam/'Run of the River' | China | UK (Greenscot Ltd.) | At validation | CEPREI certification body | Greenscot Limited | Large | 180 | 750 | 7 renewable | 589.585 | 2011-12-29 | 2009-09-25 | 2012-12-01 | Open for comment: 29/12/11 - 27/01/12 |  | ACM0002 ver. 12 | NO | Yes | Grid-connected power from other sources | Asia Pacific | [18 empty] | UK |  |  | Active
NYA | Ganzi Prefecture Shuoqu River Xiangcheng Hydropower Project | New Dam/'Run of the River' | China | UK (Greenscot Limited) | At validation | CEPREI certification body | Greenscot Limited | Large | 120 | 279 | 7 renewable | 378.575 | 2011-12-29 | 2009-02-25 | 2012-06-01 | Open for comment: 29/12/11 - 27/01/12 |  | ACM0002 ver. 12 | NO | Yes | Grid-connected power from other sources | Asia Pacific | [18 empty] | UK |  |  | Active
NYA | Yunnan Danzhuhe 2nd Level Hydropower Project | New Dam | China | UK (Originate Carbon Ltd.) | At validation | TÜV-Rheinland | Changsha Wuseshi Environmental Protection Technology Co., Ltd. | Large | 17.1 | - | 7 renewable | 49.266 | 2011-12-29 | 2011-01-25 | 2012-10-01 | Open for comment: 29/12/11 - 27/01/12 |  | ACM0002 ver. 12 | NO | No | Grid-connected power from other sources | Asia Pacific | [18 empty] | UK |  |  | Active
NYA | Yunnan Yingjiang Gunpengyang Pre-First Level Hydropower Project | New Dam/'Run of the River' | China | UK (Climate Bridge Ltd. + Gazprom Marketing & Trading Limited) + Netherlands (Climate Bridge Limited BVI) | At validation | RINA | Climate Bridge Ltd. | Small | 10.8 | 14400 | 7 renewable | 28.504 | 2011-12-29 | 2011-06-03 | 2013-07-01 | Open for comment: 29/12/11 - 27/01/12 |  | AMS-I.D. ver. 17 | NO | No | Grid-connected power from other sources | Asia Pacific | [18 empty] | UK | Netherlands |  | Active
NYA | Songpan County Hongtu Hydropower Project | New Dam/'Run of the River' | China | UK (ORIGIN CARBON MANAGEMENT LIMITED) | At validation | Deloitte | Beijing Dexin Yihe Investment Consultant Co., Ltd. | Large | 24 | 1283 | 7 renewable | 77.716 | 2011-12-29 | 2011-12-15 | 2014-01-01 | Open for comment: 29/12/11 - 27/01/12 |  | ACM0002 ver. 12 | NO | Yes | Grid-connected power from other sources | Asia Pacific | [18 empty] | UK |  |  | Active
NYA | Songpan County Zhenjiangguan Hydropower Project | New Dam/'Run of the River' | China | UK (ORIGIN CARBON MANAGEMENT LIMITED) | At validation | Deloitte | Beijing Dexin Yihe Investment Consultant Co., Ltd. | Large | 24 | 40000 | 7 renewable | 75.8 | 2011-12-29 | 2011-12-15 | 2014-01-01 | Open for comment: 29/12/11 - 27/01/12 |  | ACM0002 ver. 12 | NO | Yes | Grid-connected power from other sources | Asia Pacific | [18 empty] | UK |  |  | Active
NYA | Stung Tatay Hydroelectric Project | New Dam | Cambodia | UK (Gazprom Marketing & Trading Singapore Pte. Ltd.) | At validation | Bureau Veritas Certification Holding SAS | Caspervandertak BV | Large | 246 | 15.375 | 7 renewable | 563.074 | 2011-12-29 | 2010-05-22 | 2013-07-01 | Open for comment: 29/12/11 - 27/01/12 |  | ACM0002 ver. 12 | NO | Yes | Grid-connected power from other sources | Asia Pacific | [18 empty] | UK |  |  | Active
NYA | Santa Rita Hydroelectric Plant | New Dam/'Run of the River' | Guatemala | - | At validation | Colombian Institute for Technical Standards and Certification | Energía y Medio Ambiente | Large | 24 | 72.73 | 7 renewable | 51.931 | 2011-12-27 | 2012-01-12 | 2013-12-01 | Open for comment: 27/12/11 - 25/01/12 |  | ACM0002 ver. 12 | NO | Yes | Grid-connected power from other sources | Asia Pacific | [18 empty] | - |  |  | Active
NYA | Tacotan and Trigomil Small Scale Hydroelectric Power Plants Project | New Dam | Mexico | - | At validation | Lloyd’s | Swiss Carbon Assets Ltd. | Small | 15 | - | 7 renewable | 28.543 | 2011-12-24 | 2012-07-01 | 2013-10-01 | Open for comment: 24/12/11 - 22/01/12 |  | ACM0002 ver. 12 | NO | No | Grid-connected power from other sources | Latin America | [18 empty] | - |  |  | Active
NYA | Qinghai Maqin Gequ Level 2 hydropower Station | New Dam/'Run of the River' | China | Isle of Man (Carbon & Energy Capital Co. LTD) | At validation | CEPREI certification body | Hangzhou Carbon Trade Environment Engineering Co., Ltd | Large | 48 | 195.2 | 7 renewable | 176.552 | 2011-12-24 | 2011-06-01 | 2015-01-01 | Open for comment: 24/12/11 - 22/01/12 |  | ACM0002 ver. 12 | NO | Yes | Grid-connected power from other sources | Asia Pacific | [18 empty] | Isle of Man |  |  | Active
NYA | Angel I, Angel II and Angel III Hydroelectric Power Plants | New Dam/'Run of the River' | Peru | UK (Endesa Carbono S.L. ) | At validation | Spanish Association for Standardisation and Certification | Endesa Carbono S.L. | Large | 60 | 52023 | 7 renewable | 230.195 | 2011-12-24 | 2011-07-14 | 2013-07-01 | Open for comment: 24/12/11 - 22/01/12 |  | ACM0002 ver. 12 | NO | Yes | Grid-connected power from other sources | Latin America | [18 empty] | UK |  |  | Active
NYA | Yindan Irrigation Area Small Hydropower Bundled Projects | New and Existing Dams | China | - | At validation | Bureau Veritas Certification Holding SAS | Carbonium | Large | 24.1 | - | 10 fixed | 51.13 | 2011-12-23 | 2011-12-31 | 2013-01-01 | Open for comment: 23/12/11 - 21/01/12 |  | ACM0002 ver. 12 | NO | Yes | Grid-connected power from other sources | Asia Pacific | [18 empty] | - |  |  | Active
NYA | Dak Glun Hydro Power Project | New Dam/'Run of the River' | Vietnam | UK (Grey K Environmental (Europe) II, Ltd) | At validation | Deloitte | Hanam Carbon/Caspervandertak Consulting Vietnam | Large | 18 | 8.74 | 7 renewable | 36.437 | 2011-12-23 | 2008-07-15 | 2012-10-01 | Open for comment: 23/12/11 - 21/01/12 |  | ACM0002 ver. 12 | NO | No | Grid-connected power from other sources | Asia Pacific | [18 empty] | UK |  |  | Active
NYA | Kangding Huodi Hydropower Station Project | New Dam/'Run of the River' | China | UK (UK DS Energy Limited) | At validation | TÜV-Rheinland | SinoEnergy Development New Energy Tech Co., Ltd. | Large | 16 | 842 | 7 renewable | 52.66 | 2011-12-23 | 2008-07-08 | 2012-07-01 | Open for comment: 23/12/11 - 21/01/12 |  | ACM0002 ver. 12 | NO | No | Grid-connected power from other sources | Asia Pacific | [18 empty] | UK |  |  | Active
NYA | Mini hydroelectric project. Escalona Energy + | New Dam/'Run of the River' | Mexico | Caiman Islands ( Leaf Clean Energy) | At validation | TÜV-Rheinland | RAMP Carbon Mexico | Small | 11 | - | 7 renewable | 36.365 | 2011-12-23 | 2013-07-01 | 2013-01-01 | Open for comment: 23/12/11 - 21/01/12 |  | AMS-I.D. ver. 17 | NO | No | Grid-connected power from other sources | Latin America | [18 empty] | Caiman Island |  |  | Active
NYA | Kamchay Hydroelectric BOT Project + | New Dam | Cambodia | UK (CF Carbon Fund II Limited) | At validation | SGS United Kingdom Limited | Beijing Haohua Rivers International Water Engineering Consulting Co., Ltd | Large | 194.1 | 9.676 | 7 renewable | 281.348 | 2011-12-23 | 2007-08-31 | 2012-01-01 | Open for comment: 23/12/11 - 21/01/12 |  | ACM0002 ver. 12 | NO | Yes | Grid-connected power from other sources | Asia Pacific | [18 empty] | UK |  |  | Active
NYA | Shangjianpo Hydro Power Project in Guizhou Province, China. | New Dam | China | UK (Gazprom Marketing & Trading Singapore Pte. Ltd.) | At validation | ERM Certification and Verification Services Ltd. | Guizhou Honor Carbon Asset Management Co.,Ltd. | Large | 60 | 63.22 | 7 renewable | 155.098 | 2011-12-22 | 2011-11-01 | 2014-01-01 | Open for comment: 22/12/11 - 20/01/12 |  | ACM0002 ver. 12 | NO | Yes | Grid-connected power from other sources | Asia Pacific | [18 empty] | UK |  |  | Active
NYA | Rongge Hydro Power Project in Guizhou Province China. | New Dam | China | UK (Gazprom Marketing & Trading Singapore Pte. Ltd.) | At validation | ERM Certification and Verification Services Ltd. | Guizhou Honor Carbon Asset Management Co.,Ltd. | Large | 90 | 35.4 | 7 renewable | 209.72 | 2011-12-22 | 2011-10-01 | 2013-01-01 | Open for comment: 22/12/11 - 20/01/12 |  | ACM0002 ver. 12 | NO | Yes | Grid-connected power from other sources | Asia Pacific | [18 empty] | UK |  |  | Active
NYA | Karai 7 Hydroelectric Power Plant | New Dam/'Run of the River' | Indonesia | Netherlands (Blue World Carbon SEA Pte Ltd) | At validation | TÜV-Rheinland | Blue World Carbon SEA Pte Ltd | Small | 6.7 | 1191 | 7 renewable | 28.345 | 2011-12-21 | 2013-01-01 | 2013-01-01 | Open for comment: 21/12/11 - 19/01/12 |  | AMS-I.D. ver. 17 | NO | No | Grid-connected power from other sources | Asia Pacific | [18 empty] | Netherlands |  |  | Active
NYA | Shaanxi Songjiayan, Youshuijie and Heixiazi bundled hydro project | New Dam/'Run of the River' | China | UK (Climate Bridge Ltd.) | At validation | LGAI Technological Center, S.A. | Beijing Baixing Shangshui Information Consulting Center | Large | 18 | - | 7 renewable | 52.208 | 2011-12-21 | 2009-02-09 | 2012-04-01 | Open for comment: 21/12/11 - 19/01/12 |  | ACM0002 ver. 12 | NO | No | Grid-connected power from other sources | Asia Pacific | [18 empty] | UK |  |  | Active
NYA | Karai 13 Hydroelectric power plant | New Dam/'Run of the River' | Indonesia | Netherlands (Blue World Carbon SEA Pte Ltd) | At validation | TÜV-Rheinland | Blue World Carbon SEA Pte Ltd | Small | 8.3 | 1210.44 | 7 renewable | 35.114 | 2011-12-21 | 2013-01-01 | 2013-01-01 | Open for comment: 21/12/11 - 19/01/12 |  | AMS-I.D. ver. 17 | NO | No | Grid-connected power from other sources | Asia Pacific | [18 empty] | Netherlands |  |  | Active
NYA | Sichuan Huaneng Feixianguan Hydropower Project | New Dam | China | Switzerland (Vitol S.A.) | At validation | Korean Foundation for Quality | Huaneng Carbon Asset Management Co., Ltd. | Large | 100 | 38.46 | 7 renewable | 312.035 | 2011-12-21 | 2011-01-30 | 2013-07-01 | Open for comment: 21/12/11 - 19/01/12 |  | ACM0002 ver. 12 | NO | Yes | Grid-connected power from other sources | Asia Pacific | [18 empty] | Switzerland |  |  | Active
NYA | Hubei Shiyan Longbeiwan Hydropower Station | New Dam | China | Netherlands (Deutsche Bank AG, London Branch) | At validation | ERM Certification and Verification Services Ltd. | Beijing Tianqing Power International CDM Consulting, Co., Ltd. | Large | 180 | 11.49 | 7 renewable | 297.481 | 2011-12-21 | 2011-02-24 | 2014-06-01 | Open for comment: 21/12/11 - 19/01/12 |  | ACM0002 ver. 12 | NO | Yes | Grid-connected power from other sources | Asia Pacific | [18 empty] | Netherlands |  |  | Active
NYA | Xuanen County Shuangxi Hydropower Project | New Dam | China | Italy (Electrade S.p.A.) | At validation | RINA | Beijing Karbon Energy Consulting Co., Ltd. | Large | 25 | 490 | 7 renewable | 45.434 | 2011-12-20 | 2007-07-01 | 2012-10-01 | Open for comment: 20/12/11 - 18/01/12 |  | ACM0002 ver. 12 | NO | Yes | Grid-connected power from other sources | Asia Pacific | [18 empty] | Italy |  |  | Active
NYA | Sichuan Shuoquhe Quxue Hydropower Project | New Dam | China | Switzerland (Vitol S.A.) | At validation | Korean Foundation for Quality | Easy Carbon Consultancy Co. Ltd. | Large | 246 | 107.85 | 7 renewable | 731.701 | 2011-12-20 | 2011-06-17 | 2015-01-01 | Open for comment: 20/12/11 - 18/01/12 |  | ACM0002 ver. 12 | NO | Yes | Grid-connected power from other sources | Asia Pacific | [18 empty] | Switzerland |  |  | Active
NYA | Hunan Dongtan Hydropower Project | New Dam | China | Switzerland (Arcadia Energy (Suisse) S.A. + Q.C.A. AG) | At validation | RINA | Hunan CDM Project Service Center | Large | 20 | 179.53 | 7 renewable | 36.7 | 2011-12-20 | 2011-01-07 | 2012-07-01 | Open for comment: 20/12/11 - 18/01/12 |  | ACM0002 ver. 12 | NO | No | Grid-connected power from other sources | Asia Pacific | [18 empty] | Switzerland |  |  | Active
NYA | Ha Tay Hydropower Project | New Dam | Vietnam | Sweden (Nordic Environment Finance Corporation NEFCO in its capacity as Fund Manager to the NEFCO Carbon Fund NeCF)) | At validation | Deloitte | Energy and Environment Consultancy Joint Stock Company (VNEEC) | Small | 9 | 11.5 | 7 renewable | 19.984 | 2011-12-16 | 2012-02-01 | 2013-01-01 | Open for comment: 16/12/11 - 14/01/12 |  | AMS-I.D. ver. 17 | NO | No | Grid-connected power from other sources | Asia Pacific | [18 empty] | Sweden |  |  | Active
NYA | Sichuan Huadian Xixi River Hydro-electricity Development Co.,Ltd. Qingsong Hydroelectric Project | New Dam/'Run of the River' | China | UK (EcoSecurities International Limited) | At validation | Japan Consulting Institute | EcoSecurities International Limited | Large | 100 | 370 | 7 renewable | 324.669 | 2011-12-16 | 2010-03-18 | 2014-01-01 | Open for comment: 16/12/11 - 14/01/12 |  | ACM0002 ver. 12 | NO | Yes | Grid-connected power from other sources | Asia Pacific | [18 empty] | UK |  |  | Active
NYA | Roblería Small Hydro | New Dam/'Run of the River' | Chile | - | At validation | Spanish Association for Standardisation and Certification | Eratech Chile Ltda. | Small | 4 | - | 7 renewable | 16.041 | 2011-12-15 | 2010-08-04 | 2012-07-01 | Open for comment: 15/12/11 - 13/01/12 |  | AMS-I.D. ver. 17 | NO | No | Diesel Power Generation | Latin America | [18 empty] | - |  |  | Active
NYA | Xinjiang Kaqun III Hydropower Station Project | New Dam/'Run of the River' | China | UK (Gazprom Marketing & Trading Singapore Pte. Ltd.) | At validation | ERM Certification and Verification Services Ltd. | Caspervandertak Consulting | Large | 20.1 | 96.87 | 7 renewable | 92.971 | 2011-12-15 | 2010-04-23 | 2012-10-01 | Open for comment: 15/12/11 - 13/01/12 |  | ACM0002 ver. 12 | NO | Yes | Grid-connected power from other sources | Asia Pacific | [18 empty] | UK |  |  | Active
NYA | Gramang Hydel power Project | New Dam/'Run of the River' | India | - | At validation | SGS United Kingdom Limited | Shobla Hydro Power Private Limted | Small | 5 | - | 10 fixed | 26.878 | 2011-12-14 | 2011-05-15 | 2013-01-01 | Open for comment: 14/12/11 - 12/01/12 |  | AMS-I.D. ver. 17 | NO | No | Grid-connected power from other sources | Asia Pacific | [18 empty] | - |  |  | Active
NYA | Sichuan Jiami Hydropower Project | New Dam | China | UK (ecolutions Trading GmbH + Gazprom Marketing and Trading Limited) | At validation | TÜV-Rheinland | Additional Consulting and Engineering | Large | 36 | 164 | 7 renewable | 110.76 | 2011-12-14 | 2009-06-06 | 2013-01-01 | Open for comment: 14/12/11 - 12/01/12 |  | ACM0002 ver. 12 | NO | Yes | Grid-connected power from other sources | Asia Pacific | [18 empty] | UK |  |  | Active
NYA | Mianyang Pingwu County Si’erhe 1st Stage Hydropower Project | New Dam/'Run of the River' | China | UK (Greenscot Ltd.) | At validation | CEPREI certification body | Greenscot Limited | Large | 16 | 441.5 | 7 renewable | 52.223 | 2011-12-10 | 2011-07-11 | 2013-12-01 | Open for comment: 10/12/11 - 08/01/12 |  | ACM0002 ver. 12 | NO | No | Grid-connected power from other sources | Asia Pacific | [18 empty] | UK |  |  | Active
NYA | Kangding county Qianxi Hydropower Project | New Dam | China | UK (Greenscot Ltd.) | At validation | CEPREI certification body | Greenscot Limited | Large | 20 | 521716 | 7 renewable | 63.8 | 2011-12-10 | 2011-01-13 | 2013-01-01 | Open for comment: 10/12/11 - 08/01/12 |  | ACM0002 ver. 12 | NO | No | Grid-connected power from other sources | Asia Pacific | [18 empty] | UK |  |  | Active
NYA | Xiaojin County Hanniuhe Hydropower Project | New Dam/'Run of the River' | China | UK (Greenscot Ltd.) | At validation | CEPREI certification body | Greenscot Limited | Large | 60 | 1948.05 | 7 renewable | 187.218 | 2011-12-10 | - | 2014-04-01 | Open for comment: 10/12/11 - 08/01/12 |  | ACM0002 ver. 12 | NO | Yes | Grid-connected power from other sources | Asia Pacific | [18 empty] | UK |  |  | Active
NYA | Mianyang Pingwu County Si’erhe 3rd stage Hydropower Project | New Dam/'Run of the River' | China | UK (Greenscot Ltd.) | At validation | CEPREI certification body | Greenscot Limited | Large | 25 | 2451 | 7 renewable | 76.801 | 2011-12-10 | 2011-07-20 | 2013-06-01 | Open for comment: 10/12/11 - 08/01/12 |  | ACM0002 ver. 12 | NO | Yes | Grid-connected power from other sources | Asia Pacific | [18 empty] | UK |  |  | Active
NYA | Xiaojin County Chuntangba Hydropower Project | New Dam | China | UK (Greenscot Ltd.) | At validation | CEPREI certification body | Greenscot Limited | Large | 54 | 497 | 7 renewable | 182.571 | 2011-12-10 | - | - | Open for comment: 10/12/11 - 08/01/12 |  | ACM0002 ver. 12 | NO | Yes | Grid-connected power from other sources | Asia Pacific | [18 empty] | UK |  |  | Active
NYA | Nam Khoa 1&2 Hydropower Project | New Dam/'Run of the River' | Vietnam | Switzerland (Vitol S.A.) | At validation | Korea Energy Management Corporation | Kyoto Energy Pte. Ltd. | Small | 8 | 400 | 7 renewable | 16.105 | 2011-12-10 | 2010-07-20 | 2013-09-01 | Open for comment: 10/12/11 - 08/01/12 |  | AMS-I.D. ver. 17 | NO | No | Grid-connected power from other sources | Asia Pacific | [18 empty] | Switzerland |  |  | Active
NYA | Ba Thuoc 1 Hydropower Project | New Dam/'Run of the River' | Vietnam | Switzerland (Vitol S.A.) | At validation | Korea Energy Management Corporation | Kyoto Energy Pte. Ltd. | Large | 60 | 16.9 | 7 renewable | 122.035 | 2011-12-10 | - | 2013-09-01 | Open for comment: 10/12/11 - 08/01/12 |  | ACM0002 ver. 12 | NO | Yes | Grid-connected power from other sources | Asia Pacific | [18 empty] | Switzerland |  |  | Active
NYA | Nam Cau 1, 2 Hydropower Project | New Dam/'Run of the River' | Vietnam | Switzerland (Bunge Emissions Holdings Sarl) | At validation | Korea Energy Management Corporation | Kyoto Energy Pte. Ltd. | Small | 13.8 | 536.63 | 7 renewable | 32.199 | 2011-12-10 | - | 2013-09-01 | Open for comment: 10/12/11 - 08/01/12 |  | AMS-I.D. ver. 17 | NO | No | Grid-connected power from other sources | Asia Pacific | [18 empty] | Switzerland |  |  | Active
NYA | Kangding county Loushanggou Hydropower Project | New Dam | China | UK (Greenscot Limited) | At validation | CEPREI certification body | Greenscot Limited | Large | 20 | 258732 | 7 renewable | 61.841 | 2011-12-10 | 2011-11-04 | 2013-11-01 | Open for comment: 10/12/11 - 08/01/12 |  | ACM0002 ver. 12 | NO | No | Grid-connected power from other sources | Asia Pacific | [18 empty] | UK |  |  | Active
NYA | Nam He Hydropower Project | New Dam/'Run of the River' | Vietnam | UK (Grey K Environmental (Europe) II Ltd.) | At validation | Deloitte | Hanam Carbon/Caspervandertak Consulting | Large | 16 | 27.6 | 7 renewable | 34.509 | 2011-12-09 | 2007-03-03 | 2012-04-01 | Open for comment: 09/12/11 - 07/01/12 |  | ACM0002 ver. 12 | NO | No | Grid-connected power from other sources | Asia Pacific | [18 empty] | UK |  |  | Active
NYA | 8MW Cirompang Mini Hydro Power Plants at Bungbulang, Garut, Indonesia | New Dam/'Run of the River' | Indonesia | Sweden (Nordic Environment Finance Corporation NEFCO in its capacity as Fund Manager to the NEFCO Carbon Fund (NeCF)) | At validation | TÜV-Rheinland | Tirta Gemah Ripah | Small | 8 | - | 10 fixed | 33.846 | 2011-12-09 | 2011-08-04 | 2013-03-01 | Open for comment: 09/12/11 - 07/01/12 |  | AMS-I.D. ver. 17 | NO | No | Grid-connected power from other sources | Asia Pacific | [18 empty] | Sweden |  |  | Active
NYA | Yesanhe Hydropower Project of Jianshi County, Hubei Province | New Dam | China | - | At validation | CEPREI certification body | Beijing Tianqing Power International CDM Consulting, Co., Ltd. | Large | 50 | 76.9 | 7 renewable | 117.818 | 2011-12-09 | 2007-08-16 | 2012-03-01 | Open for comment: 09/12/11 - 07/01/12 |  | ACM0002 ver. 12 | NO | Yes | Grid-connected power from other sources | Asia Pacific | [18 empty] | - |  |  | Active
NYA | Ting Ting Hydroelectric Project | New Dam/'Run of the River' | India | - | At validation | DNV | Perenia Carbon India Pvt. Ltd. | Large | 99 | 1816.51 | 7 renewable | 359.629 | 2011-12-08 | 2010-05-21 | 2014-08-01 | Open for comment: 08/12/11 - 06/01/12 |  | ACM0002 ver. 12 | NO | Yes | Grid-connected power from other sources | Asia Pacific | [18 empty] | - |  |  | Active
NYA | Matlacobatl Hydropower project | New Dam/'Run of the River' | Mexico | - | At validation | Perry Johnson Registrars Carbon Emissions Services | Carbon Solutions de México S.A. de C.V. | Large | 16 | 1111.11 | 7 renewable | 64.032 | 2011-12-07 | 2012-02-29 | 2013-07-01 | Open for comment: 07/12/11 - 05/01/12 |  | ACM0002 ver. 12 | NO | No | Grid-connected power from other sources | Latin America | [18 empty] | - |  |  | Active
NYA | Fuan Hydropower Station | New Dam/'Run of the River' | China | Sweden (Carbon Asset Management Sweden Pte Ltd) | At validation | China Classification Society Certification Company | Carbon Asset Management Sweden Pte Ltd | Large | 30 | 113 | 7 renewable | 67.639 | 2011-12-06 | 2008-06-07 | 2012-01-01 | Open for comment: 06/12/11 - 04/01/12 |  | ACM0002 ver. 12 | NO | Yes | Grid-connected power from other sources | Asia Pacific | [18 empty] | Sweden |  |  | Active
NYA | Zhejiang Suichang County Panlong Hydropower Project | New Dam | China | Belgium (The Federal Authority of Belgium, acting through its Federal Public Service of Health, Food Chain Safety and Environment) | At validation | RINA | Hunan CDM Project Service Center | Large | 16 | 15.38 | 7 renewable | 25.696 | 2011-12-03 | 2008-05-13 | 2012-06-01 | Open for comment: 03/12/11 - 01/01/12 |  | ACM0002 ver. 12 | NO | No | Grid-connected power from other sources | Asia Pacific | [18 empty] | Belgium |  |  | Active
NYA | Xinjiang A’letai Hua’ning Hydropower Project | New Dam/'Run of the River' | China | UK (GFACC (IOM) Limited + Carbon & Energy Capital Co. LTD) | At validation | CEPREI certification body | Hangzhou Carbon Trade Environment Engineering Co., Ltd | Large | 50 | 33.67 | 7 renewable | 257.532 | 2011-12-02 | 2011-09-03 | 2012-07-01 | Open for comment: 02/12/11 - 31/12/11 |  | ACM0002 ver. 12 | NO | Yes | Grid-connected power from other sources | Asia Pacific | [18 empty] | UK |  |  | Active
NYA | Tidong Hydropower Project | New Dam/'Run of the River' | India | - | At validation | DNV | NSL Tidong Power Generation Private Limited | Large | 100 | 5473.454 | 10 fixed | 332.63 | 2011-12-02 | 2008-11-07 | 2013-01-01 | Open for comment: 02/12/11 - 31/12/11 |  | ACM0002 ver. 12 | NO | Yes | Grid-connected power from other sources | Asia Pacific | [18 empty] | - |  |  | Active
NYA | Yunnan Zhenkang County Ma’anshan 40MW hydropower project | New Dam/'Run of the River' | China | UK (Lower Carbon Assets Management Corporation) | At validation | RINA | Gold Carbon Coordinate | Large | 40 | 94.12 | 7 renewable | 113.495 | 2011-12-02 | 2009-01-25 | 2013-01-01 | Open for comment: 02/12/11 - 31/12/11 |  | ACM0002 ver. 12 | NO | Yes | Grid-connected power from other sources | Asia Pacific | [18 empty] | UK |  |  | Active
NYA | Zhejiang Suichang County Daxiba Hydropower Project | New Dam/'Run of the River' | China | Belgium (The Federal Authority of Belgium, acting through its Federal Public Service of Health, Food Chain Safety and Environment) | At validation | RINA | Hunan CDM Project Service Center | Small | 10 | - | 7 renewable | 19.915 | 2011-12-01 | 2008-05-13 | 2012-06-01 | Open for comment: 01/12/11 - 30/12/11 |  | AMS-I.D. ver. 17 | NO | No | Grid-connected power from other sources | Asia Pacific | [18 empty] | Belgium |  |  | Active
NYA | Hydropower Plant Otilovici | New Dam/'Run of the River' | Montenegro | Italy (A2A S.p.A.) | At validation | TÜV-SÜD | Elektroprivreda Crne Gore AD Nikšić (EPCG) + A2A Spa | Small | 2.961 | - | 7 renewable | 12.257 | 2011-11-30 | 2011-06-02 | 2014-07-01 | Open for comment: 30/11/11 - 29/12/11 |  | AMS-I.D. ver. 17 | NO | No | Grid-connected power from other sources | Europe | [18 empty] | Italy |  |  | Active
NYA | Jiangxi Xinfeng County Wuyang Hydropower Station | New Dam/'Run of the River' | China | Japan (Carbon Capital Management, Inc.) | At validation | Japan Consulting Institute | KOE Environmental Business | Large | 20 | 69.8 | 7 renewable | 44.565 | 2011-11-30 | 2011-07-12 | 2012-07-01 | Open for comment: 30/11/11 - 29/12/11 |  | ACM0002 ver. 12 | NO | No | Grid-connected power from other sources | Asia Pacific | [18 empty] | Japan |  |  | Active
NYA | Small hydro bundle project in Catamarca and Jujuy | New Dam/'Run of the River' | Argentina | Switzerland (Swiss Carbon Assets Ltd.) | At validation | TÜV-Rheinland | Swiss Carbon Assets Ltd. | Small | 7.922 | - | 7 renewable | 25.249 | 2011-11-29 | 2011-12-01 | 2013-04-01 | Open for comment: 29/11/11 - 28/12/11 |  | AMS-I.D. ver. 17 | NO | No | Grid-connected power from other sources | Latin America | [18 empty] | Switzerland |  |  | Active
NYA | Yanyuan County Majingzi Hydropower Project | New Dam/'Run of the River' | China | Italy (Electrade SpA) | At validation | RINA | Beijing Yongrijinglan Consulting Co. Ltd. | Small | 6.4 | - | 7 renewable | 21.44 | 2011-11-29 | 2011-01-30 | 2012-06-01 | Open for comment: 29/11/11 - 28/12/11 |  | AMS-I.D. ver. 17 | NO | No | Grid-connected power from other sources | Asia Pacific | [18 empty] | Italy |  |  | Active
NYA | Nam Non Hydropower Project | New Dam | Vietnam | Italy (Enel Trading SpA) | At validation | China Environmental United Certification Center Co., Ltd. | Enecore Carbon Limited (Hanoi) | Large | 20 | 363.6 | 7 renewable | 51.208 | 2011-11-29 | 2011-11-15 | 2014-03-01 | Open for comment: 29/11/11 - 28/12/11 |  | ACM0002 ver. 12 | NO | No | Grid-connected power from other sources | Asia Pacific | [18 empty] | Italy |  |  | Active
NYA | Marañon Hydroelectric Project | New Dam/'Run of the River' | Peru | - | At validation | Colombian Institute for Technical Standards and Certification | Fondo Nacional del Ambiente – FONAM | Large | 88.3 | 204.2 | 7 renewable | 270.194 | 2011-11-26 | 2012-07-15 | 2015-05-12 | Open for comment: 26/11/11 - 25/12/11 |  | ACM0002 ver. 12 | NO | Yes | Grid-connected power from other sources | Latin America | [18 empty] | - |  |  | Active
NYA | Yingjiang County Gulikahe Hydropoewr Project | New Dam/'Run of the River' | China | Italy (Electrade SpA) | At validation | RINA | Beijing Yongrijinglan Counsulting Co, Ltd. | Small | 12.6 | 70 | 7 renewable | 39.673 | 2011-11-26 | 2011-12-01 | 2013-04-01 | Open for comment: 26/11/11 - 25/12/11 |  | AMS-I.D. ver. 17 | NO | No | Grid-connected power from other sources | Asia Pacific | [18 empty] | Italy |  |  | Active
NYA | Yunnan Puxiqiao Hydropower Project | New Dam | China | UK (Deutsche Bank AG, London Branch) | At validation | ERM Certification and Verification Services Ltd. | Cleanergy Investment Service (Beijing) Co., Ltd. | Large | 190 | 14.55 | 7 renewable | 529.276 | 2011-11-25 | 2011-02-28 | 2014-01-01 | Open for comment: 25/11/11 - 24/12/11 |  | ACM0002 ver. 12 | NO | Yes | Grid-connected power from other sources | Asia Pacific | [18 empty] | UK |  |  | Active
NYA | Canal Bío-Bío Sur Hydroelectric Project | New Dam/'Run of the River' | Chile | - | At validation | SGS | HATCH | Small | 6.39 | - | 7 renewable | 26.331 | 2011-11-25 | 2009-04-07 | 2012-03-01 | Open for comment: 25/11/11 - 24/12/11 |  | AMS-I.D. ver. 17 | NO | No | Grid-connected power from other sources | Latin America | [18 empty] | - |  |  | Active
NYA | Nam Chim Hydro Power Project + | New Dam | Vietnam | Switzerland (Vietnam Carbon Assets Ltd.) | At validation | KBS Certification Services Pvt. Ltd. | Vietnam Carbon Assets Ltd. | Large | 16 | 88.9 | 7 renewable | 35.664 | 2011-11-24 | 2006-03-01 | 2012-04-01 | Open for comment: 24/11/11 - 23/12/11 |  | ACM0002 ver. 12 | NO | No | Grid-connected power from other sources | Asia Pacific | [18 empty] | Switzerland |  |  | Active
NYA | Providencia Hydroelectric Plant | New Dam/'Run of the River' | Chile | - | At validation | DNV | Hidroeléctrica Providencia S.A. | Small | 12.7 | - | 7 renewable | 37.312 | 2011-11-23 | 2011-03-09 | 2012-07-01 | Open for comment: 23/11/11 - 22/12/11 |  | AM0026 ver. 3 | NO | No | Grid-connected power from other sources | Latin America | [18 empty] | - |  |  | Active
NYA | Chayuan First Cascade Hydroelectric Project | New Dam/'Run of the River' | China | UK (Climate Bridge Ltd.) | At validation | Perry Johnson Registrars Carbon Emissions Services | Beijing Cronus Technology Consultancy Center | Small | 15 | 2771 | 7 renewable | 43.211 | 2011-11-23 | 2011-02-05 | 2012-09-01 | Open for comment: 23/11/11 - 22/12/11 |  | AMS-I.D. ver. 17 | NO | No | Grid-connected power from other sources | Asia Pacific | [18 empty] | UK |  |  | Active
NYA | Khe Nghi Hydropower Project | New Dam/'Run of the River' | Vietnam | Switzerland (Vitol S.A.) | At validation | Germanischer Lloyd Certification GmbH | Kyoto Energy Pte. Ltd. | Small | 8 | 51.56 | 7 renewable | 19.24 | 2011-11-23 | - | 2013-12-01 | Open for comment: 23/11/11 - 22/12/11 |  | AMS-I.D. ver. 17 | NO | No | Grid-connected power from other sources | Asia Pacific | [18 empty] | Switzerland |  |  | Active
NYA | Small Hydro Power Plants Quartel I, II and III CDM Project | New Dam/'Run of the River' | Brazil | - | At validation | DNV | Enerbio Consultoria Ltda-ME | Large | 30 | Quartel I, 90.9; Quartel II, 250; Quartel III, 300 | 7 renewable | 126.518 | 2011-11-23 | 2012-02-01 | 2014-05-01 | Open for comment: 23/11/11 - 22/12/11 |  | ACM0002 ver. 12 | NO | Yes | Grid-connected power from other sources | Latin America | [18 empty] | - |  |  | Active
NYA | Xinjiang Kaidu River Liushugou Hydropower Project | New Dam/'Run of the River' | China | UK (Europe New Energy Investment Capital Limited) | At validation | Japan Consulting Institute | Beijing Changjiang River International Holding | Large | 180 | 78 | 7 renewable | 546.41 | 2011-11-23 | 2009-09-10 | 2012-09-01 | Open for comment: 23/11/11 - 22/12/11 |  | ACM0002 ver. 12 | NO | Yes | Grid-connected power from other sources | Asia Pacific | [18 empty] | UK |  |  | Active
NYA | Yunnan Honghe County Yongxing II 5MW Hydro Power Project | New Dam/'Run of the River' | China | UK (Climate Bridge Ltd. + Noble Carbon Credits Limited) | At validation | Korean Foundation for Quality | Climate Bridge Ltd. | Small | 5 | - | 7 renewable | 14.83 | 2011-11-23 | 2007-09-08 | 2012-02-01 | Open for comment: 23/11/11 - 22/12/11 |  | AMS-I.D. ver. 17 | NO | No | Grid-connected power from other sources | Asia Pacific | [18 empty] | UK |  |  | Active
NYA | Yunnan Lincang Nanpeng River Dayakou Hydropower Project | New Dam | China | - | At validation | JACO CDM., LTD | Beijing Karbon Energy Consulting Co., Ltd | Large | 102 | 16.61 | 7 renewable | 254.185 | 2011-11-22 | 2011-08-02 | 2013-01-01 | Open for comment: 22/11/11 - 21/12/11 |  | ACM0002 ver. 12 | NO | Yes | Grid-connected power from other sources | Asia Pacific | [18 empty] | - |  |  | Active
NYA | Guangxi Liuzhou Luzhai County Luoqingjiang Xi’an Hydropower Project | New Dam/'Run of the River' | China | Finland (Nordic Environment Finance Corporation) | At validation | JACO CDM., LTD | Beijing Karbon Energy Consulting Co., Ltd | Large | 18 | 11.46 | 7 renewable | 42.496 | 2011-11-22 | 2007-04-16 | 2012-07-01 | Open for comment: 22/11/11 - 21/12/11 |  | ACM0002 ver. 12 | NO | No | Grid-connected power from other sources | Asia Pacific | [18 empty] | Finland |  |  | Active
NYA | Las Palmas Small Hydroelectric Power Plant | New Dam/'Run of the River' | Colombia | - | At validation | Perry Johnson Registrars Carbon Emissions Services | 4ELEMENTS C. I. S.A.S. | Small | 2.8 | - | 10 fixed | 5.912 | 2011-11-18 | 2011-11-30 | 2013-07-01 | Open for comment: 18/11/11 - 17/12/11 |  | AMS-I.D. ver. 17 | NO | No | Grid-connected power from other sources | Latin America | [18 empty] | - |  |  | Active
NYA | Gansu Daxia River Diwuer, Kajiaman and Fuhuang Secondary bundle Small Hydropower Project | New Dam/'Run of the River' | China | Switzerland (Climate Protection Invest AG) | At validation | RINA | Gansu Huike Center for Technology Transferring on Resource and Environment | Small | 9.75 | - | 7 renewable | 31.505 | 2011-11-18 | 2010-06-08 | 2012-01-01 | Open for comment: 18/11/11 - 17/12/11 |  | AMS-I.D. ver. 17 | NO | No | Grid-connected power from other sources | Asia Pacific | [18 empty] | Switzerland |  |  | Active
NYA | Hidroelectrica Las Perlas Norte | New Dam/'Run of the River' | Panama | Switzerland (Mercuria Energy Trading SA) | At validation | DNV | Emilio Doens | Small | 10 | - | 7 renewable | 35.675 | 2011-11-17 | 2009-09-21 | 2012-10-01 | Open for comment: 17/11/11 - 16/12/11 |  | AMS-I.D. ver. 17 | NO | No | Grid-connected power from other sources | Latin America | [18 empty] | Switzerland |  |  | Active
NYA | Sichuan Dazi Small Hydropower Project | New Dam | China | Switzerland ( Arcadia Energy (Suisse) S.A + Q.C.A. AG) | At validation | LGAI Technological Center, S.A. | Hunan CDM Project Service Centr | Small | 9 | - | 7 renewable | 25.079 | 2011-11-17 | 2011-02-09 | 2012-06-01 | Open for comment: 17/11/11 - 16/12/11 |  | AMS-I.D. ver. 17 | NO | No | Grid-connected power from other sources | Asia Pacific | [18 empty] | Switzerland |  |  | Active
NYA | Suoi Choang Hydro Power Project | New Dam | Vietnam | Australia (Perenia Pty Ltd) | At validation | TÜV-Rheinland | EVN Finance Joint Stock Company | Small | 4 | 10.93 | 7 renewable | 8.04 | 2011-11-17 | 2010-07-02 | 2012-07-01 | Open for comment: 17/11/11 - 16/12/11 |  | AMS-I.D. ver. 17 | NO | No | Grid-connected power from other sources | Asia Pacific | [18 empty] | Australia |  |  | Active
NYA | Providencia III: 9.11MW Small Hydro Power Generation Plant | New Dam/'Run of the River' | Colombia | - | At validation | Colombian Institute for Technical Standards and Certification | CAEMA + MINEROS S.A. | Small | 9.11 | - | 7 renewable | 19.135 | 2011-11-12 | 2013-05-25 | 2013-05-25 | Open for comment: 12/11/11 - 11/12/11 |  | AMS-I.D. ver. 17 | NO | No | Grid-connected power from other sources | Latin America | [18 empty] | - |  |  | Active
NYA | Providencia I: 1.8MW Small Hydro Power Generation Plant | New Dam/'Run of the River' | Colombia | - | At validation | Colombian Institute for Technical Standards and Certification | CAEMA + MINEROS S.A. | Small | 1.8 | - | 7 renewable | 3.6817 | 2011-11-12 | 2013-02-17 | 2013-02-17 | Open for comment: 12/11/11 - 11/12/11 |  | AMS-I.D. ver. 17 | NO | No | Grid-connected power from other sources | Latin America | [18 empty] | - |  |  | Active
NYA | Pantasma 13MW Hydroelectric Project | New Dam/'Run of the River' | Nicaragua | - | At validation | TÜV-Rheinland | BDG – EBT Ltda | Small | 13 | - | 7 renewable | 40.919 | 2011-11-12 | 2011-03-23 | 2013-01-01 | Open for comment: 12/11/11 - 11/12/11 |  | AMS-I.D. ver. 17 | NO | No | Grid-connected power from other sources | Latin America | [18 empty] | - |  |  | Active
NYA | K-water hydropower VII | New Dam | Republic of Korea | - | At validation | Korean Standards Association | Korea Water Resources Corporation | Small | 0.01095 | - | 10 fixed | 37.948 | 2011-11-11 | 2009-10-23 | 2012-01-01 | Open for comment: 11/11/11 - 10/12/11 |  | AMS-I.D. ver. 17 | NO | No | Grid-connected power from other sources | Asia Pacific | [18 empty] | - |  |  | Active
NYA | K-water hydropower VIII | New Dam | Republic of Korea | - | At validation | Korean Standards Association | Korea Water Resources Corporation | Small | 0.012 | - | 10 fixed | 38.364 | 2011-11-11 | 2009-10-23 | 2012-01-01 | Open for comment: 11/11/11 - 10/12/11 |  | AMS-I.D. ver. 17 | NO | No | Grid-connected power from other sources | Asia Pacific | [18 empty] | - |  |  | Active
NYA | K-water hydropower VI | New Dam | Republic of Korea | - | At validation | Korean Standards Association | Korea Water Resources Corporation | Small | 0.012945 | - | 10 fixed | 50.39 | 2011-11-11 | 2009-10-27 | 2012-01-01 | Open for comment: 11/11/11 - 10/12/11 |  | AMS-I.D. ver. 17 | NO | No | Grid-connected power from other sources | Asia Pacific | [18 empty] | - |  |  | Active
NYA | K-water hydropower IX | New Dam | Republic of Korea | - | At validation | Korean Standards Association | Korea Water Resources Corporation | Small | 0.014876 | - | 10 fixed | 52.539 | 2011-11-11 | 2009-10-16 | 2012-01-01 | Open for comment: 11/11/11 - 10/12/11 |  | AMS-I.D. ver. 17 | NO | No | Grid-connected power from other sources | Asia Pacific | [18 empty] | - |  |  | Active
NYA | China Yongzhou Xiangqi Hydropower Project | New Dam/'Run of the River' | China | UK (Climate Bridge Ltd.) | At validation | TÜV-Rheinland | Changsha WuSeShi Environmental Protection Technology Co., Ltd + Climate Bridge Ltd | Large | 80 | 12 | 7 renewable | 225.775 | 2011-11-10 | 2010-04-12 | 2012-07-01 | Open for comment: 10/11/11 - 09/12/11 |  | ACM0002 ver. 12 | NO | Yes | Grid-connected power from other sources | Asia Pacific | [18 empty] | UK |  |  | Active
NYA | Cambambe Hydroelectric Second Power Plant CDM Project - Angola | Existing Dam | Angola | - | At validation | Bureau Veritas Certification Holding SAS | Angola Carbon, SA | Large | 700 | - | 7 renewable | 3282.016 | 2011-11-10 | 2011-01-19 | 2012-01-01 | Open for comment: 10/11/11 - 09/12/11 |  | ACM0002 ver. 12 | NO | Yes | Grid-connected power from other sources | Africa & Middle East | [18 empty] | - |  |  | Active
NYA | Danba County Yanwogou 5MW Hydropower Station Project | New Dam/'Run of the River' | China | UK (Greenscot Ltd) | At validation | CEPREI certification body | R&J Internationa | Small | 5 | 66667 | 7 renewable | 14.857 | 2011-11-10 | 2009-06-17 | 2013-01-01 | Open for comment: 10/11/11 - 09/12/11 |  | AMS-I.D. ver. 17 | NO | No | Grid-connected power from other sources | Asia Pacific | [18 empty] | UK |  |  | Active
NYA | Mao County Mutuo Hydropower Project | New Dam/'Run of the River' | China | UK (Greenscot Ltd) | At validation | CEPREI certification body | R&J Internationa | Small | 6.4 | - | 7 renewable | 19.267 | 2011-11-10 | 2011-04-21 | - | Open for comment: 10/11/11 - 09/12/11 |  | AMS-I.D. ver. 17 | NO | No | Grid-connected power from other sources | Asia Pacific | [18 empty] | UK |  |  | Active
NYA | Maerkang County Longtoutan Hydropower Project | New Dam/'Run of the River' | China | UK (Greenscot Ltd) | At validation | CEPREI certification body | R&J Internationa | Large | 48 | 2812.45 | 7 renewable | 148.42 | 2011-11-10 | 2011-04-07 | 2013-05-01 | Open for comment: 10/11/11 - 09/12/11 |  | ACM0002 ver. 12 | NO | Yes | Grid-connected power from other sources | Asia Pacific | [18 empty] | UK |  |  | Active
NYA | Repowering of Cambambe Central I Hydroelectric Power Plant CDM Project - Angola | Existing Dam | Angola | - | At validation | Bureau Veritas Certification Holding SAS | Angola Carbon, SA | Large | 170 | - | 7 renewable | 1529.311 | 2011-11-10 | 2007-09-03 | 2012-01-01 | Open for comment: 10/11/11 - 09/12/11 |  | ACM0002 ver. 12 | NO | Yes | Grid-connected power from other sources | Africa & Middle East | [18 empty] | - |  |  | Active
NYA | Mtkvari Hydroelectric Project | New Dam/'Run of the River' | Georgia | UK ( EDF Trading Limited) | At validation | Bureau Veritas Certification Holding SAS | Savoie Technolac | Large | 48 | 77.4 | 7 renewable | 97.204 | 2011-11-09 | 2009-11-01 | 2013-09-01 | Open for comment: 09/11/11 - 08/12/11 |  | ACM0002 ver. 12 | Yes | Yes | Grid-connected power from other sources | Europe | [18 empty] | UK |  |  | Active
NYA | Nam Hoa 2 Hydro Power Project | New Dam | Vietnam | Australia (Perenia Pty Ltd) | At validation | TÜV-Rheinland | Perenia Pty Lt | Small | 8 | 11.16 | 7 renewable | 17.541 | 2011-11-08 | 2009-03-04 | 2012-10-01 | Open for comment: 08/11/11 - 07/12/11 |  | AMS-I.D. ver. 17 | NO | No | Grid-connected power from other sources | Asia Pacific | [18 empty] | Australia |  |  | Active
NYA | Youyang Xiaoxianjing Small Hydropower Project | New Dam | China | Switzerland (Climate Protection Invest AG) | At validation | RINA | Beijing Yong Ri Jing Lan Counsulting Co. Ltd | Small | 3.6 | 21.18 | 7 renewable | 10.474 | 2011-11-08 | 2012-12-01 | 2013-01-01 | Open for comment: 08/11/11 - 07/12/11 |  | AMS-I.D. ver. 17 | NO | No | Grid-connected power from other sources | Asia Pacific | [18 empty] | Switzerland |  |  | Active
NYA | Hubei Donggou Hydropower Project | New Dam | China | UK (Climate Bridge Ltd. + Gazprom Marketing & Trading Limited) | At validation | Korean Foundation for Quality | Climate Bridge Ltd. | Small | 15 | 13.61 | 7 renewable | 31.541 | 2011-11-08 | 2011-01-20 | 2012-06-01 | Open for comment: 08/11/11 - 07/12/11 |  | AMS-I.D. ver. 17 | NO | No | Grid-connected power from other sources | Asia Pacific | [18 empty] | UK |  |  | Active
NYA | Guangxi Jindong Hydropower Project | New Dam | China | Switzerland (Arcadia Energy (Suisse) S.A. + Q.C.A. AG) | At validation | LGAI Technological Center, S.A. | Hunan CDM Project Service Center | Small | 10 | - | 7 renewable | 22.635 | 2011-11-08 | 2011-02-27 | 2012-09-01 | Open for comment: 08/11/11 - 07/12/11 |  | AMS-I.D. ver. 17 | NO | No | Grid-connected power from other sources | Asia Pacific | [18 empty] | Switzerland |  |  | Active
NYA | Danba County Yanwogou 12MW Hydropower Station Project | New Dam/'Run of the River' | China | UK (Greenscot Limited) | At validation | CEPREI certification body | R&J Internationa | Small | 12 | 173913 | 7 renewable | 35.771 | 2011-11-08 | 2009-06-17 | 2012-03-01 | Open for comment: 08/11/11 - 07/12/11 |  | AMS-I.D. ver. 17 | NO | No | Grid-connected power from other sources | Asia Pacific | [18 empty] | UK |  |  | Active
NYA | Jiulong County Sezhe Hydropower Project | New Dam/'Run of the River' | China | UK (Greenscot Limited) | At validation | CEPREI certification body | R&J Internationa | Small | 10 | 31250 | 7 renewable | 30.002 | 2011-11-08 | 2010-11-03 | 2012-12-01 | Open for comment: 08/11/11 - 07/12/11 |  | AMS-I.D. ver. 17 | NO | No | Grid-connected power from other sources | Asia Pacific | [18 empty] | UK |  |  | Active
NYA | Luding County Wandong Hydropower Project | New Dam | China | UK (Greenscot Ltd.) | At validation | CEPREI certification body | R&J International | Large | 60 | 6081 | 7 renewable | 180.413 | 2011-11-05 | 2011-06-10 | 2013-07-01 | Open for comment: 05/11/11 - 04/12/11 |  | ACM0002 ver. 12 | NO | Yes | Grid-connected power from other sources | Asia Pacific | [18 empty] | UK |  |  | Active
NYA | Hunan Sangzhi Mishuihe Hydropower Project | New Dam | China | UK (Climate Corporation Emissions Trading GmbH) | At validation | RINA | Beijing Yongri Jinglan Counsulting Co, Ltd. | Small | 7 | Phase I, 97.4; phase II, 95.4 | 7 renewable | 20.061 | 2011-11-05 | 2008-05-20 | 2012-04-01 | Open for comment: 05/11/11 - 04/12/11 |  | AMS-I.D. ver. 17 | NO | No | Grid-connected power from other sources | Asia Pacific | [18 empty] | UK |  |  | Active
NYA | Sichuan Province Li County Luganqiao Hydropower Project | New Dam/'Run of the River' | China | Italy (Electrade S.p.A. ) | At validation | RINA | Beijing Kannasi Technology Consultant Company | Large | 24.8 | - | 7 renewable | 70.333 | 2011-11-04 | 2009-06-22 | 2012-06-01 | Open for comment: 04/11/11 - 03/12/11 |  | ACM0002 ver. 12 | NO | Yes | Grid-connected power from other sources | Asia Pacific | [18 empty] | Italy |  |  | Active
NYA | Yunnan Funing County Langheng First Cascade Hydro Power Project | New Dam/'Run of the River' | China | Italy (Electrade S.p.A. ) | At validation | RINA | Beijing Cronus Technology Consulting Centre | Large | 18 | 400 | 7 renewable | 32.689 | 2011-11-04 | 2008-03-18 | 2012-06-10 | Open for comment: 04/11/11 - 03/12/11 |  | ACM0002 ver. 12 | NO | No | Grid-connected power from other sources | Asia Pacific | [18 empty] | Italy |  |  | Active
NYA | Bao Nhai Hydropower Project, Vietnam | New Dam/'Run of the River' | Vietnam | Switzerland (ecotawa AG) | At validation | Swiss Association for Quality and Management Systems | ecotawa AG. | Small | 14 | 8.5 | 7 renewable | 26.221 | 2011-11-04 | 2012-01-01 | 2015-01-01 | Open for comment: 04/11/11 - 03/12/11 |  | AMS-I.D. ver. 17 | NO | No | Grid-connected power from other sources | Asia Pacific | [18 empty] | Switzerland |  |  | Active
NYA | Dak Glun 2 and 3 Hydropower Plants, Vietnam | New Dam | Vietnam | Switzerland (ecotawa AG) | At validation | Swiss Association for Quality and Management Systems | ecotawa AG. | Small | 11 | Dak Glun 2, 181; Dak Glun 3, 11.5 | 7 renewable | 22.348 | 2011-11-04 | 2011-11-01 | 2014-01-01 | Open for comment: 04/11/11 - 03/12/11 |  | AMS-I.D. ver. 17 | NO | No | Grid-connected power from other sources | Asia Pacific | [18 empty] | Switzerland |  |  | Active
NYA | Dak Mi 3 Hydropower Project, Vietnam | New Dam | Vietnam | Switzerland (ecotawa AG) | At validation | Swiss Association for Quality and Management Systems | ecotawa AG. | Large | 56 | 114 | 7 renewable | 119.525 | 2011-11-04 | - | 2016-01-01 | Open for comment: 04/11/11 - 03/12/11 |  | ACM0002 ver. 12 | NO | Yes | Grid-connected power from other sources | Asia Pacific | [18 empty] | Switzerland |  |  | Active
NYA | Song Tranh 4 Hydropower Project, Vietnam | New Dam/'Run of the River' | Vietnam | Swizerland (ecotawa AG) | At validation | Swiss Association for Quality and Management Systems | ecotawa AG. | Large | 48 | 12.5 | 7 renewable | 112.455 | 2011-11-04 | 2011-06-20 | 2014-09-01 | Open for comment: 04/11/11 - 03/12/11 |  | ACM0002 ver. 12 | NO | Yes | Grid-connected power from other sources | Asia Pacific | [18 empty] | Switzerland |  |  | Active
NYA | San Miguel 42 MW hydroelectric project | New Dam/'Run of the River' | Colombia | - | At validation | Perry Johnson Registrars Carbon Emissions Services | Environmental Business and Technologies Ltda – EB&T Ltda | Large | 42 | - | 7 renewable | 96.898 | 2011-11-03 | 2012-03-01 | 2015-01-01 | Open for comment: 03/11/11 - 02/12/11 |  | ACM0002 ver. 12 | NO | Yes | Grid-connected power from other sources | Latin America | [18 empty] | - |  |  | Active
NYA | Sichuan Ya’an Dajinping Hydro Project | New Dam | China | Switzerland (Arcadia Energy (Suisse) SA) | At validation | RINA | Chongqing Dettron Environment Protection Project Consultation Co., Ltd. | Large | 129 | 938 | 7 renewable | 360.476 | 2011-11-03 | 2004-09-28 | 2012-06-01 | Open for comment: 03/11/11 - 02/12/11 |  | ACM0002 ver. 12 | NO | Yes | Grid-connected power from other sources | Asia Pacific | [18 empty] | Switzerland |  |  | Active
NYA | Sichuan Laoyingyan Hydropower Project | New Dam | China | Switzerland (Arcadia Energy (Suisse) S.A. + Q.C.A. AG) | At validation | LGAI Technological Center, S.A. | Glacier Carbon Mangement Ltd. | Large | 24 | - | 7 renewable | 78.305 | 2011-11-03 | 2008-06-02 | 2012-04-01 | Open for comment: 03/11/11 - 02/12/11 |  | ACM0002 ver. 12 | NO | Yes | Grid-connected power from other sources | Asia Pacific | [18 empty] | Switzerland |  |  | Active
NYA | Sichuan Da County Jiujietan Hydropower Project | New Dam/'Run of the River' | China | UK (Carbon & Energy Capital Co., Ltd + Global Fight Against Climate Change Isle of Man Ltd (GFACC IOM Ltd.)) | At validation | LGAI Technological Center, S.A. | Hangzhou Carbon Trade Environment Engineering Co., Ltd. | Large | 39 | 11.35 | 7 renewable | 131.078 | 2011-11-03 | 2008-01-17 | 2012-01-01 | Open for comment: 03/11/11 - 02/12/11 |  | ACM0002 ver. 12 | NO | Yes | Grid-connected power from other sources | Asia Pacific | [18 empty] | UK |  |  | Active
NYA | Son Tay Hydropower Project | New Dam | Vietnam | Sweden (Nordic Environment Finance Corporation (NEFCO) in its capacity as Fund Manager to the NEFCO Carbon Fund) | At validation | Deloitte | Energy and Environment Consultancy Joint Stock Company (VNEEC) | Large | 18 | 300 | 7 renewable | 41.36 | 2011-11-03 | 2012-01-01 | 2014-07-01 | Open for comment: 03/11/11 - 02/12/11 |  | ACM0002 ver. 12 | NO | No | Grid-connected power from other sources | Asia Pacific | [18 empty] | Sweden |  |  | Active
NYA | Paulista & Begreen CDM Project Activity of Cascata and Guaraú Small Hydropower Plants | New Dam | Brazil | - | At validation | ERM Certification and Verification Services Ltd. | Begreen Consultoria em Projetos de Bioenergia e Sustentabilidade Ltda | Small | 7.06 | - | 10 fixed | 16.917 | 2011-11-02 | 2013-01-01 | 2013-01-01 | Open for comment: 02/11/11 - 01/12/11 |  | AMS-I.D. ver. 17 | NO | No | Grid-connected power from other sources | Latin America | [18 empty] | - |  |  | Active
NYA | Kakkayam Small Hydroelectric Project | New Dam/'Run of the River' | India | - | At validation | KBS Certification Services Pvt. Ltd | SMEC International Pty Ltd./Perenia Carbon India Pvt. Ltd. | Small | 3 | - | 7 renewable | 8.948 | 2011-11-01 | 2011-03-18 | 2013-04-01 | Open for comment: 01/11/11 - 30/11/11 |  | AMS-I.D. ver. 17 | NO | No | Grid-connected power from other sources | Asia Pacific | [18 empty] | - |  |  | Active
NYA | Shankou Hydro Power Project | New Dam/'Run of the River' | China | Luxembourg (Climate Change Investment I S.A. SICAR) | At validation | SGS | Beijing CarbonFree International Energy Investment Consulting Co. Ltd. | Small | 12 | - | 7 renewable | 41.225 | 2011-10-28 | 2010-08-21 | 2012-04-01 | Open for comment: 28/10/11 - 26/11/11 |  | AMS-I.D. ver. 17 | NO | No | Grid-connected power from other sources | Asia Pacific | [18 empty] | Luxembourg |  |  | Active
NYA | Ahebulong 1st Level Hydro Power Project | New Dam/'Run of the River' | China | Germany (First Climate Markets AG) | At validation | SGS | Beijing CarbonFree International Energy Investment Consulting Co. Ltd. | Large | 15.4 | - | 7 renewable | 57.396 | 2011-10-28 | 2011-07-18 | 2012-04-01 | Open for comment: 28/10/11 - 26/11/11 |  | ACM0002 ver. 12 | NO | No | Grid-connected power from other sources | Asia Pacific | [18 empty] | Germany |  |  | Active
NYA | Xueshangou Hydro Power Project | New Dam/'Run of the River' | China | Luxembourg (Climate Change Investment I S.A. SICAR) | At validation | SGS | Beijing CarbonFree International Energy Investment Consulting Co. Ltd. | Small | 11 | - | 7 renewable | 33.109 | 2011-10-28 | 2010-08-25 | 2012-04-01 | Open for comment: 28/10/11 - 26/11/11 |  | AMS-I.D. ver. 17 | NO | No | Grid-connected power from other sources | Asia Pacific | [18 empty] | Luxembourg |  |  | Active
NYA | OCAÑA Hydropower Project | New Dam/'Run of the River' | Ecuador | Netherlands (Vattenfall Energy Trading Netherlands N.V.) | At validation | Bureau Veritas Certification Holding SAS | Carbon Finance + ELECAUSTRO | Large | 26 | 2363 | 7 renewable | 107.135 | 2011-10-27 | 2008-04-03 | 2012-01-01 | Open for comment: 27/10/11 - 25/11/11 |  | ACM0002 ver. 12 | Yes | Yes | Grid-connected power from other sources | Latin America | [18 empty] | Netherlands |  |  | Active
NYA | El Paso Hydropower Project, Chile | New Dam/'Run of the River' | Chile | UK (Camco International Ltd + Orbeo) | At validation | DNV | Camco International Ltd | Large | 60 | 821 | 7 renewable | 180.497 | 2011-10-26 | 2011-06-01 | 2013-04-01 | Open for comment: 26/10/11 - 24/11/11 |  | ACM0002 ver. 12 | NO | Yes | Grid-connected power from other sources | Latin America | [18 empty] | UK |  |  | Active
NYA | Yunnan Province Deqin County Chunduole Hydropower Station | New Dam/'Run of the River' | China | Italy (ELECTRADE S .p. A) | At validation | RINA | Shanghai Jingyi Investment Management Co.,Ltd. | Large | 24 | 10583 | 7 renewable | 73.582 | 2011-10-25 | 2008-05-01 | 2012-06-01 | Open for comment: 25/10/11 - 23/11/11 |  | ACM0002 ver. 12 | NO | Yes | Grid-connected power from other sources | Asia Pacific | [18 empty] | Italy |  |  | Active
NYA | Divisa Small Hydropower Project | New Dam/'Run of the River' | Brazil | Japan (Mitsubishi Corporation) | At validation | TÜV-NORD | Carbon do Brasil Consultoria Empresarial Ltda. | Small | 10.8 | 158.82 | 7 renewable | 26.733 | 2011-10-25 | 2010-03-19 | 2012-01-01 | Open for comment: 25/10/11 - 23/11/11 |  | AMS-I.D. ver. 17 | NO | No | Grid-connected power from other sources | Latin America | [18 empty] | Japan |  |  | Active
NYA | Ilha Comprida Hydro Power Plant CDM Project Activity | New Dam/'Run of the River' | Brazil | Japan (Mitsubishi Corporation) | At validation | TÜV-NORD | Carbon do Brasil Consultoria Empresarial Ltda. | Large | 20.1 | 9.178 | 7 renewable | 35.039 | 2011-10-25 | 2010-12-17 | 2012-01-01 | Open for comment: 25/10/11 - 23/11/11 |  | ACM0002 ver. 12 | NO | Yes | Grid-connected power from other sources | Latin America | [18 empty] | Japan |  |  | Active
NYA | San Andrés Hydropower Project, Chile | New Dam/'Run of the River' | Chile | UK (Camco International Ltd + Orbeo) | At validation | DNV | Camco International Ltd | Large | 40 | 2105 | 7 renewable | 108.818 | 2011-10-25 | 2010-12-30 | 2013-01-01 | Open for comment: 25/10/11 - 23/11/11 |  | ACM0002 ver. 12 | NO | Yes | Grid-connected power from other sources | Latin America | [18 empty] | UK |  |  | Active
NYA | Lebong Hydroelectric Power Plant | New Dam/'Run of the River' | Indonesia | Sweden (Nordic Environment Finance Corporation NEFCO in its capacity as Fund Manager to the NEFCO Carbon Fund (NeCF)) | At validation | Lloyd’s | Blue World Carbon | Small | 12 | 3600 | 7 renewable | 56.709 | 2011-10-22 | 2008-01-01 | 2012-03-30 | Open for comment: 22/10/11 - 20/11/11 |  | ACM0002 ver. 12 | NO | No | Grid-connected power from other sources | Asia Pacific | [18 empty] | Sweden |  |  | Active
NYA | Los Hierros Hydroelectric Power Plant | New Dam/'Run of the River' | Chile | - | At validation | Bureau Veritas Certification Holding SAS | Besalco Energía S.A. | Large | 19.85 | - | 7 renewable | 84.658 | 2011-10-21 | 2011-03-31 | 2013-02-01 | Open for comment: 21/10/11 - 19/11/11 |  | ACM0002 ver. 12 | NO | No | Grid-connected power from other sources | Latin America | [18 empty] | - |  |  | Active
NYA | Amitea Small Hydro Project | New Dam/'Run of the River' | Bosnia and Herzegovina | France (ORBEO) | At validation | RINA | Orbeo Germany GmbH + CETEOR d.o.o. | Small | 9.87 | - | 7 renewable | 37.158 | 2011-10-20 | 2012-03-01 | 2014-01-01 | Open for comment: 20/10/11 - 18/11/11 |  | AMS-I.D. ver. 17 | NO | No | Grid-connected power from other sources | Europe | [18 empty] | France |  |  | Active
NYA | EMGEA Small Hydropower (SHP) Run-of-the-River CDM Project Bundle | New Dam/'Run of the River' | Colombia | - | At validation | Colombian Institute for Technical Standards and Certification | - | Large | 42.21 | - | 7 renewable | 59.504 | 2011-10-19 | 2012-06-01 | 2013-06-01 | Open for comment: 19/10/11 - 17/11/11 |  | ACM0002 ver. 12 | NO | Yes | Grid-connected power from other sources | Latin America | [18 empty] | - |  |  | Active
NYA | Manuni small hydro electric project in Himachal Pradesh, India | New Dam/'Run of the River' | India | - | At validation | TÜV-NORD | Winsome Textile Industries Limited | Small | 3.5 | - | 10 fixed | 17.33 | 2011-10-18 | 2008-04-09 | 2012-01-01 | Open for comment: 18/10/11 - 16/11/11 |  | AMS-I.D. ver. 17 | NO | No | Grid-connected power from other sources | Asia Pacific | [18 empty] | - |  |  | Active
NYA | Sichuan Tangbahe Hydropower Project | New Dam | China | Switzerland (Climate Protection Invest AG + Q.C.A.AG) | At validation | RINA | Hunan CDM Project Service Center | Small | 8.4 | - | 7 renewable | 26.143 | 2011-10-18 | 2008-08-28 | 2012-01-01 | Open for comment: 18/10/11 - 16/11/11 |  | AMS-I.D. ver. 17 | NO | No | Grid-connected power from other sources | Asia Pacific | [18 empty] | Switzerland |  |  | Active
NYA | Nam Ngum 5 Hydropower Project | New Dam | Laos | UK ( CF Carbon Fund II Limited) | At validation | China Environmental United Certification Center Co., Ltd. | Beijing Haohua Rivers International Water Engineering Consulting Co., Ltd. | Large | 120 | 11.1 | 7 renewable | 291.722 | 2011-10-15 | 2008-07-09 | 2012-04-01 | Open for comment: 15/10/11 - 13/11/11 |  | ACM0002 ver. 12 | NO | Yes | Grid-connected power from other sources | Asia Pacific | [18 empty] | UK |  |  | Active
NYA | Nam Mo Hydropower Project | New Dam | Vietnam | Italy (Enel Trade SpA) | At validation | China Environmental United Certification Center Co., Ltd. | Enecore Carbon Limited (Hanoi) | Large | 16 | 33.97 | 7 renewable | 37.123 | 2011-10-15 | 2010-04-10 | 2012-07-01 | Open for comment: 15/10/11 - 13/11/11 |  | ACM0002 ver. 12 | NO | No | Grid-connected power from other sources | Asia Pacific | [18 empty] | Italy |  |  | Active
NYA | RenovAndes H1, Small Hydropower Plant, Peru | New Dam/'Run of the River' | Peru | Germany (EnBW Energie Kraftwerke AG) | At validation | Swiss Association for Quality and Management Systems | ÉcoRessources Carbone | Large | 19.99 | - | 7 renewable | 105.064 | 2011-10-14 | 2011-09-30 | 2015-01-01 | Open for comment: 14/10/11 - 12/11/11 |  | ACM0002 ver. 12 | NO | No | Grid-connected power from other sources | Latin America | [18 empty] | Germany |  |  | Active
NYA | Qinghai Xiakou Small Hydropower Project | New Dam/'Run of the River' | China | Switzerland (Climate Protection Invest AG + Q.C.A.AG) | At validation | TÜV-Rheinland | Hunan CDM Project Service Centre | Small | 7.2 | 2400 | 7 renewable | 29.903 | 2011-10-14 | 2008-06-27 | 2012-06-01 | Open for comment: 14/10/11 - 12/11/11 |  | AMS-I.D. ver. 17 | NO | No | Grid-connected power from other sources | Asia Pacific | [18 empty] | Switzerland |  |  | Active
NYA | Baquedano Small run-of-river Hydroelectric Project (BSHP) | New Dam/'Run of the River' | Chile | - | At validation | TÜV-Rheinland | Triferlu Ltda | Large | 17.8 | - | 7 renewable | 69.881 | 2011-10-13 | 2012-06-01 | 2014-07-01 | Open for comment: 13/10/11 - 11/11/11 |  | ACM0002 ver. 12 | NO | No | Grid-connected power from other sources | Latin America | [18 empty] | - |  |  | Active
NYA | Ulu Jelai Hydropower Plant Project | New Dam | Malaysia | Japan (Mitsubishi UFJ Morgan Stanley Securities Co., Ltd. (MUMSS)) + Australia (Perenia Pty Ltd) | At validation | DNV | Mitsubishi UFJ Morgan Stanley Securities Co., Ltd. | Large | 372 | 391.6 | 7 renewable | 263.424 | 2011-10-13 | 2010-07-26 | 2015-01-01 | Open for comment: 13/10/11 - 11/11/11 |  | ACM0002 ver. 12 | NO | Yes | Grid-connected power from other sources | Asia Pacific | [18 empty] | Japan | Australia |  | Active
NYA | Serra das Agulhas Small Hydropower Plant Project Activity | New Dam | Brazil | - | At validation | Bureau Veritas Certification Holding SAS | Ecopart Assessoria em Negócios Empresariais Ltda. | Large | 28 | 45.16 | 7 renewable | 22.127 | 2011-10-12 | 2011-10-30 | 2013-07-01 | Open for comment: 12/10/11 - 10/11/11 |  | ACM0002 ver. 12 | NO | Yes | Grid-connected power from other sources | Latin America | [18 empty] | - |  |  | Active
NYA | Sichuan Ya'an Shuijinguan Hydropower Station Project | New Dam/'Run of the River' | China | Switzerland (Vitol S.A.) | At validation | Korean Foundation for Quality | Redox International Consulting (Beijing) Co., Ltd. | Large | 63 | 65.63 | 7 renewable | 226.508 | 2011-10-11 | 2006-02-08 | 2012-07-01 | Open for comment: 11/10/11 - 09/11/11 |  | ACM0002 ver. 12 | NO | Yes | Grid-connected power from other sources | Asia Pacific | [18 empty] | Switzerland |  |  | Active
NYA | Xintian Hydropower Project | New Dam | China | Switzerland (Arcadia Energy (Suisse) S.A.) | At validation | RINA | Beijing Yong Ri Jing Lan Counsulting Co. Ltd. | Large | 18 | 52.17 | 7 renewable | 60.415 | 2011-10-11 | 2011-11-01 | 2013-06-01 | Open for comment: 11/10/11 - 09/11/11 |  | ACM0002 ver. 12 | NO | No | Grid-connected power from other sources | Asia Pacific | [18 empty] | Switzerland |  |  | Active
NYA | Youyang Xishakou Small Hydropower Project | New Dam | China | Switzerland (Climate Protection Invest AG) | At validation | RINA | Beijing Yong Ri Jing Lan Counsulting Co. Ltd. | Small | 3.2 | - | 7 renewable | 9.388 | 2011-10-11 | 2012-12-01 | 2013-01-01 | Open for comment: 11/10/11 - 09/11/11 |  | AMS-I.D. ver. 17 | NO | No | Grid-connected power from other sources | Asia Pacific | [18 empty] | Switzerland |  |  | Active
NYA | Youyang Longjiaba Small Hydropower Project | New Dam | China | Switzerland (Arcadia Energy (Suisse) S.A.) | At validation | RINA | Beijing Yong Ri Jing Lan Counsulting Co. Ltd. | Small | 12.6 | 11.56 | 7 renewable | 40.151 | 2011-10-11 | 2011-08-12 | 2013-06-01 | Open for comment: 11/10/11 - 09/09/11 |  | AMS-I.D. ver. 17 | NO | No | Grid-connected power from other sources | Asia Pacific | [18 empty] | Switzerland |  |  | Active
NYA | Lower Stung Russei Chrum Hydro-Electric Project | New Dam | Cambodia | Switzerland (Vitol S.A.) | At validation | Bureau Veritas Certification Holding SAS | Caspervandertak Consulting | Large | 338 | Upper Scheme, 15.92; Lower Scheme, 123.71 | 7 renewable | 701.199 | 2011-10-11 | 2010-10-09 | 2013-01-01 | Open for comment: 11/10/11 - 09/11/11 |  | ACM0002 ver. 12 | NO | Yes | Grid-connected power from other sources | Asia Pacific | [18 empty] | Switzerland |  |  | Active
NYA | Sichuan Huadian Xixi River Hydro-electricity Development Co.,Ltd. Lianbu Hydroelectric Project | New Dam/'Run of the River' | China | Switzerland (Vitol S.A.) | At validation | Korean Foundation for Quality | Redox International Consulting (Peking) Co., Ltd. | Large | 130 | 500 | 7 renewable | 432.628 | 2011-10-11 | 2006-01-16 | 2012-07-01 | Open for comment: 11/10/11 - 09/11/11 |  | ACM0002 ver. 12 | NO | Yes | Grid-connected power from other sources | Asia Pacific | [18 empty] | Switzerland |  |  | Active
NYA | Queixada Small Hydroelectric Power Plant | New Dam/'Run of the River' | Brazil | - | At validation | DNV | Carbon Management Consulting Ltd. | Large | 30 | 4.48 | 7 renewable | 41.539 | 2011-10-08 | 2010-06-01 | 2011-12-01 | Open for comment: 08/10/11 - 06/11/11 |  | ACM0002 ver. 12 | NO | Yes | Grid-connected power from other sources | Latin America | [18 empty] | - |  |  | Active
NYA | Dak Rong 4 Hydropower Project | New Dam/'Run of the River' | Vietnam | Netherlands (Electrabel NV/SA) | At validation | Bureau Veritas Certification Holding SAS | Global Solution and Technology Company Limited (GTS) | Large | 21 | 13.13 | 10 fixed | 45.284 | 2011-10-08 | 2010-07-26 | 2012-01-01 | Open for comment: 08/10/11 - 06/11/11 |  | ACM0002 ver. 12 | NO | Yes | Grid-connected power from other sources | Asia Pacific | [18 empty] | Netherlands |  |  | Active
NYA | Muong Sang, Thu Cuc, Tat Ngoang Hydropower Project | New Dam | Vietnam | Sweden (Nordic Environment Finance Corporation NEFCO in its capacity as Fund Manager to the NEFCO Carbon Fund (NeCF)) | At validation | Deloitte | Energy and Environment Consultancy Joint Stock Company (VNEEC) | Small | 11.6 | Muong Sang 2, 170.4; Tat Ngoang, 129.6 | 7 renewable | 24.072 | 2011-10-07 | 2010-03-17 | 2013-01-01 | Open for comment: 07/10/11 - 05/11/11 |  | AMS-I.D. ver. 17 | NO | No | Grid-connected power from other sources | Asia Pacific | [18 empty] | Sweden |  |  | Active
NYA | Song Cho 2 Hydro Power Project | New Dam | Vietnam | Australia (Perenia Pty Ltd) | At validation | TÜV-NORD | Perenia Pty Ltd | Small | 7 | 10.04 | 7 renewable | 13.672 | 2011-10-04 | 2011-05-26 | 2014-07-01 | Open for comment: 04/10/11 - 02/11/11 |  | AMS-I.D. ver. 17 | NO | No | Grid-connected power from other sources | Asia Pacific | [18 empty] | Australia |  |  | Active
NYA | Sichuan Kangding County Lajiaogou First Stage Hydropower Station Project | New Dam/'Run of the River' | China | UK (Greenscot Ltd.) | At validation | Korean Foundation for Quality | R&J Internationa | Large | 16 | 571.4 | 7 renewable | 52.402 | 2011-10-01 | 2010-05-04 | 2012-05-01 | Open for comment: 01/10/11 - 30/10/11 |  | ACM0002 ver. 12 | NO | No | Grid-connected power from other sources | Asia Pacific | [18 empty] | UK |  |  | Active
NYA | Trung Son Hydro Power Project, Vietnam | New Dam | Vietnam | Australia (Perenia Pty Ltd) | At validation | DNV | Perenia Pty Ltd | Large | 260 | 19.8 | 7 renewable | 584.193 | 2011-10-01 | 2010-05-27 | 2016-10-01 | Open for comment: 01/10/11 - 30/10/11 |  | ACM0002 ver. 12 | NO | Yes | Grid-connected power from other sources | Asia Pacific | [18 empty] | Australia |  |  | Active
NYA | Dong Nai 2 Hydropower Project | New Dam | Vietnam | Netherlands (Deutsche Bank AG, London Branch) | At validation | ERM Certification and Verification Services Ltd. | Energy and Environment Consultancy Joint Stock Company (VNEEC) | Large | 70 | 5.78 | 7 renewable | 138.134 | 2011-10-01 | 2008-08-30 | 2012-09-01 | Open for comment: 01/10/11 - 30/10/11 |  | ACM0002 ver. 12 | NO | Yes | Grid-connected power from other sources | Asia Pacific | [18 empty] | Netherlands |  |  | Active
NYA | Sichuan Danba Donggu Hydropower Station Project | New Dam/'Run of the River' | China | UK (Greenscot Ltd. ) | At validation | Korean Foundation for Quality | R&J International | Large | 75 | 595.24 | 7 renewable | 259.232 | 2011-10-01 | 2009-09-28 | 2013-01-01 | Open for comment: 01/10/11 - 30/10/11 |  | ACM0002 ver. 12 | NO | Yes | Grid-connected power from other sources | Asia Pacific | [18 empty] | UK |  |  | Active
NYA | Nam Cong 3 Hydropower Project | New Dam/'Run of the River' | Vietnam | Netherlands (Electrabel NV/SA) | At validation | TÜV-Rheinland | GTS Co., Ltd | Small | 8 | 414.5 | 10 fixed | 20.132 | 2011-10-01 | 2007-12-11 | 2012-01-01 | Open for comment: 01/10/11 - 30/10/11 |  | AMS-I.D. ver. 17 | NO | No | Grid-connected power from other sources | Asia Pacific | [18 empty] | Netherlands |  |  | Active
NYA | Lu-ding Hydroelectric Project | New Dam/'Run of the River' | China | - | At validation | Bureau Veritas Certification Holding SAS | Redox International Consulting (Beijing) Co., Ltd. | Large | 920 | 168.39 | 7 renewable | 2945.566 | 2011-09-30 | 2008-10-28 | 2012-11-01 | Open for comment: 30/09/11 - 29/10/11 |  | ACM0002 ver. 12 | NO | Yes | Grid-connected power from other sources | Asia Pacific | [18 empty] | - |  |  | Active
NYA | Huadian Sichuan Mulihe Lizhou Hydropower Project | New Dam | China | UK (Arreon Carbon Trading Limited) | At validation | Bureau Veritas Certification Holding SAS | Redox International Consulting (Beijing) Co., Ltd. | Large | 355 | 71.43 | 7 renewable | 1181.988 | 2011-09-30 | 2011-08-18 | 2014-07-01 | Open for comment: 30/09/11 - 29/10/11 |  | ACM0002 ver. 12 | NO | Yes | Grid-connected power from other sources | Asia Pacific | [18 empty] | UK |  |  | Active
NYA | Huadian Sichuan Mulihe Kajiwa Hydropower Project | New Dam | China | UK (Arreon Carbon Trading Limited) | At validation | Korean Foundation for Quality | Redox International Consulting (Beijing) Co., Ltd. | Large | 452.4 | 53.414 | 7 renewable | 1522.211 | 2011-09-30 | 2011-08-20 | 2014-07-01 | Open for comment: 30/09/11 - 29/10/11 |  | ACM0002 ver. 12 | NO | Yes | Grid-connected power from other sources | Asia Pacific | [18 empty] | UK |  |  | Active
NYA | Huadian Sichuan E’gongbao Hydropower Project | New Dam | China | UK (Arreon Carbon Trading Limited) | At validation | Korean Foundation for Quality | Redox International Consulting (Beijing) Co., Ltd. | Large | 132 | 942.86 | 7 renewable | 482.122 | 2011-09-30 | 2009-01-05 | 2012-10-01 | Open for comment: 30/09/11 - 29/10/11 |  | ACM0002 ver. 12 | NO | Yes | Grid-connected power from other sources | Asia Pacific | [18 empty] | UK |  |  | Active
NYA | Genaohe Hydropower Project | New Dam/'Run of the River' | China | Switzerland (DOXEN ENERGY CAPITAL GMBH) | At validation | Bureau Veritas Certification Holding SAS | Redox International Consulting (Beijing) Co., Ltd. | Large | 64 | 347.8 | 7 renewable | 174.946 | 2011-09-30 | 2011-02-16 | 2013-01-01 | Open for comment: 30/09/11 - 29/10/11 |  | ACM0002 ver. 12 | NO | Yes | Grid-connected power from other sources | Asia Pacific | [18 empty] | Switzerland |  |  | Active
NYA | Huadian Sichuan Shangtongba Hydropower Project | New Dam | China | UK (Arreon Carbon Trading Limited) | At validation | Bureau Veritas Certification Holding SAS | Redox International Consulting (Beijing) Co., Ltd. + Arreon Carbon Trading Limited | Large | 240 | 1411.76 | 7 renewable | 840.465 | 2011-09-30 | 2010-12-10 | 2014-07-01 | Open for comment: 30/09/11 - 29/10/11 |  | ACM0002 ver. 12 | NO | Yes | Grid-connected power from other sources | Asia Pacific | [18 empty] | UK |  |  | Active
NYA | Yunnan Tengchong Xiaotianhe Small Hydropower Project | New Dam/'Run of the River' | China | UK (ACT Carbon Capital Ltd.) | At validation | Germanischer Lloyd Certification GmbH | Aigete Global Environment Technology (Beijing) Co., Ltd. | Small | 10 | - | 7 renewable | 30.817 | 2011-09-29 | 2011-03-28 | 2013-01-01 | Open for comment: 29/09/11 - 28/10/11 |  | AMS-I.D. ver. 17n | NO | No | Grid-connected power from other sources | Asia Pacific | [18 empty] | UK |  |  | Active
NYA | Khau Chu Hydropower Project | New Dam | Vietnam | - | At validation | TÜV-NORD | Energy and Environment Consultancy Joint Stock Company (VNEEC) | Small | 5 | 527 | 7 renewable | 9.506 | 2011-09-29 | 2011-11-01 | 2014-01-01 | Open for comment: 29/09/11 - 28/10/11 |  | AMS-I.D. ver. 17 | NO | No | Grid-connected power from other sources | Asia Pacific | [18 empty] | - |  |  | Active
NYA | Dong Ngai Hydropower Project | New Dam | Vietnam | - | At validation | TÜV-NORD | Energy and Environment Consultancy Joint Stock Company (VNEEC) | Small | 8 | 476.8 | 7 renewable | 16.748 | 2011-09-29 | 2012-03-01 | 2014-03-01 | Open for comment: 29/09/11 - 28/10/11 |  | AMS-I.D. ver. 17 | NO | No | Grid-connected power from other sources | Asia Pacific | [18 empty] | - |  |  | Active
NYA | Nam Luc Hydro Power project | New Dam | Vietnam | Australia (Perenia Pty Ltd) | At validation | DNV | Perenia Pty Ltd | Large | 24 | 21.18 | 7 renewable | 54.95 | 2011-09-29 | 2010-02-02 | 2013-01-01 | Open for comment: 29/09/11 - 28/10/11 |  | ACM0002 ver. 12 | NO | Yes | Grid-connected power from other sources | Asia Pacific | [18 empty] | Australia |  |  | Active
NYA | Bajo de Mina Hydroelectric Project | New Dam/'Run of the River' | Panama | - | At validation | DNV | Emilio Doens and Eduardo Reyes | Large | 56.8 | 100 | 10 fixed | 137.007 | 2011-09-29 | 2007-07-01 | 2012-01-01 | Open for comment: 29/09/11 - 28/10/11 |  | ACM0002 ver. 12 | NO | Yes | Grid-connected power from other sources | Latin America | [18 empty] | - |  |  | Active
NYA | Qianshan Jiujinggang 20MW Hydropower Project | New Dam | China | Switzerland (Arcadia Energy (Suisse) S.A. + Q.C.A. AG) | At validation | TÜV-Rheinland | Hunan CDM Project Service Center | Large | 20 | 29.41 | 7 renewable | 39.378 | 2011-09-28 | 2008-03-08 | 2012-01-01 | Open for comment: 28/09/11 - 27/10/11 |  | ACM0002 ver. 12 | NO | No | Grid-connected power from other sources | Asia Pacific | [18 empty] | Switzerland |  |  | Active
6033 | Yunnan Fengchunling 3rd Level Small Hydropower Project | New Dam/'Run of the River' | China | UK (Climate Bridge Ltd.) + Portugal (Luso Carbon Fund) | Req. registration | Lloyd’s | Changsha Wuseshi Environmental Protection Technology Co., Ltd. + Climate Bridge Ltd. | Small | 12.6 | - | 7 renewable | 42.04 | 2011-09-28 | 2008-06-06 | 2012-01-01 | Review period: 24/05/12 - 20/06/12 | O | AMS-I.D. ver. 17 | NO | No | Grid-connected power from other sources | Asia Pacific | [18 empty] | UK | Portugal |  | Active
NYA | Paekdusan Songun Youth 14 MW Hydropower Project No.2 | New Dam | Democratic People's Republic of Korea | Czech Republic (Topič Energo s.r.o.) | At validation | China Environmental United Certification Center Co., Ltd. | Institute of Thermal Engineering, SAoS | Small | 14 | 73.68 | 10 fixed | 47.691 | 2011-09-28 | 2010-09-06 | 2014-01-01 | Open for comment: 28/09/11 - 27/10/11 |  | AMS-I.D. ver. 17 | NO | No | Grid-connected power from other sources | Asia Pacific | [18 empty] | Czech Republic |  |  | Active
NYA | Ferreira Gomes Hydro Power Plant CDM Project Activity | New Dam | Brazil | - | At validation | Colombian Institute for Technical Standards and Certification | CARBOTRADER Ltda. | Large | 252 | 14.22 | 7 renewable | 402.722 | 2011-09-28 | 2010-11-09 | 2015-01-01 | Open for comment: 28/09/11 - 27/10/11 |  | ACM0002 ver. 12 | NO | Yes | Grid-connected power from other sources | Latin America | [18 empty] | - |  |  | Active
NYA | Hamhung Hydropower Plant No.1 | New Dam | Democratic People's Republic of Korea | Czech Republic (Topič Energo s.r.o.) | At validation | China Environmental United Certification Center Co., Ltd. | Institute of Thermal Engineering, SAoS | Small | 10 | 4.3 | 10 fixed | 23.728 | 2011-09-27 | 2011-01-27 | 2013-01-01 | Open for comment: 27/09/11 - 26/10/11 |  | AMS-I.D. ver. 17 | NO | No | Grid-connected power from other sources | Asia Pacific | [18 empty] | Czech Republic |  |  | Active
NYA | Kumya Hydropower Plant | New Dam | Democratic People's Republic of Korea | Czech Republic (Topič Energo s.r.o.) | At validation | China Environmental United Certification Center Co., Ltd. | Institute of Thermal Engineering, SAoS | Small | 7.5 | 15.46 | 10 fixed | 19.868 | 2011-09-27 | 2010-10-20 | 2013-01-01 | Open for comment: 27/09/11 - 26/10/11 |  | AMS-I.D. ver. 17 | NO | No | Grid-connected power from other sources | Asia Pacific | [18 empty] | Czech Republic |  |  | Active
NYA | Complexo Toropi Small Hydropower Plants CDM Project Activity | New Dam | Brazil | - | At validation | DNV | Ecopart Assessoria em Negócios Empresariais Ltda. | Large | 38.95 | Rincão São Miguel SHPP, 5.52; PCH Cachoeira Cinco Veado, 12.32; PCH Salto de Guassupi, 16.02 | 7 renewable | 21.791 | 2011-09-27 | 2011-10-01 | 2013-04-01 | Open for comment: 27/09/11 - 26/10/11 |  | ACM0002 ver. 12 | NO | Yes | Grid-connected power from other sources | Latin America | [18 empty] | - |  |  | Active
5551 | Guizhou Pan County Yingwudashan Small-scale Hydro Power Project | New Dam/'Run of the River' | China | - | Registered | TÜV-NORD | CETOP International Environmental Consulting(Beijing) Co., Ltd. | Small | 9.6 | 96 | 7 renewable | 27.83 | 2011-09-26 | 2009-03-12 | 2012-01-01 | Registered: 05/03/12 (24/05/12) | NC | AMS-I.D. ver. 17 | NO | No | Grid-connected power from other sources | Asia Pacific | [18 empty] | - |  |  | Active
NYA | Changbai County Baoquan Small-scale Hydro Power Project of Jilin Province | New Dam/'Run of the River' | China | - | At validation | TÜV-NORD | CETOP International Environmental Consulting(Beijing) Co., Ltd. | Small | 8 | - | 7 renewable | 20.035 | 2011-09-26 | 2010-09-15 | 2012-01-01 | Open for comment: 26/09/11 - 25/10/11 |  | AMS-I.D. ver. 17 | NO | No | Grid-connected power from other sources | Asia Pacific | [18 empty] | - |  |  | Active
NYA | Sichuan Kangding County Jinping Hydropower Station Project | New Dam | China | UK (Greenscot Limited) | At validation | Korean Foundation for Quality | R&J International | Large | 100 | 151.52 | 7 renewable | 339.067 | 2011-09-24 | 2009-10-28 | 2013-01-01 | Open for comment: 24/09/11 - 23/10/11 |  | ACM0002 ver. 12 | NO | Yes | Grid-connected power from other sources | Asia Pacific | [18 empty] | UK |  |  | Active
NYA | Sichuan Kangding County JinYuan Hydropower Station Project | New Dam | China | UK (Greenscot Limited) | At validation | Korean Foundation for Quality | R&J International | Large | 120 | 6000 | 7 renewable | 427.58 | 2011-09-24 | 2009-08-24 | 2013-01-01 | Open for comment: 24/09/11 - 23/10/11 |  | ACM0002 ver. 12 | NO | Yes | Grid-connected power from other sources | Asia Pacific | [18 empty] | UK |  |  | Active
NYA | Yunnan Province Fuchuan Hydro Power Project | New Dam | China | UK (ORIGIN CARBON MANAGEMENT LIMITED) | At validation | Korean Foundation for Quality | Beijing Dexin Yihe Investment Consultant Co., Ltd. | Large | 30 | 1001 | 7 renewable | 100.32 | 2011-09-24 | 2011-08-05 | 2013-09-01 | Open for comment: 24/09/11 - 23/10/11 |  | ACM0002 ver. 12 | NO | Yes | Grid-connected power from other sources | Asia Pacific | [18 empty] | UK |  |  | Active
NYA | Quebra Dentes Small Hydropower Plant CDM Project Activity | New Dam/'Run of the River' | Brazil | - | At validation | DNV | Ecopart Assessoria em Negócios Empresariais Ltda. + Adriana Berti and Bruna Luíza Marigheto | Large | 23.3 | 2.03 | 7 renewable | 17.732 | 2011-09-24 | 2011-10-01 | 2013-10-01 | Open for comment: 24/09/11 - 23/10/11 |  | ACM0002 ver. 12 | NO | Yes | Grid-connected power from other sources | Latin America | [18 empty] | - |  |  | Active
NYA | Luoze River Yunguiqiao Hydropower Project | New Dam | China | UK (ORIGIN CARBON MANAGEMENT LIMITED) | At validation | Korean Foundation for Quality | Beijing Dexin Yihe Investment Consultant Co., Ltd. | Large | 56 | 614 | 7 renewable | 150.51 | 2011-09-23 | 2011-01-10 | 2012-06-01 | Open for comment: 23/09/11 - 22/10/11 |  | ACM0002 ver. 12 | NO | Yes | Grid-connected power from other sources | Asia Pacific | [18 empty] | UK |  |  | Active
NYA | Sichuan Yuexi Wayan I 5MW & Wayan II 3.2 MW Small-scale Hydro Power Bundled Project | New Dam/'Run of the River' | China | Sweden (Carbon Asset Management Sweden Pte Ltd) | At validation | RINA | Chengdu Yu Yang Machinery& Electricity technology co. ltd. | Small | 8.2 | - | 7 renewable | 30.303 | 2011-09-23 | 2010-08-18 | 2012-04-01 | Open for comment: 23/09/11 - 22/10/11 |  | AMS-I.D. ver. 17 | NO | No | Grid-connected power from other sources | Asia Pacific | [18 empty] | Sweden |  |  | Active
NYA | Sichuan Mabian Small-scale Hydropower Bundled Project | New Dam/'Run of the River' | China | Sweden (Carbon Asset Management Sweden Pte Ltd) | At validation | RINA | Chengdu Yu Yang Machinery& Electricity technology co. ltd. | Small | 11.6 | - | 7 renewable | 38.167 | 2011-09-23 | 2011-01-21 | 2012-06-01 | Open for comment: 23/09/11 - 22/10/11 |  | AMS-I.D. ver. 17 | NO | No | Grid-connected power from other sources | Asia Pacific | [18 empty] | Sweden |  |  | Active
NYA | Gansu Yemu River Lianzhuqiao and Xiaohekou Bundled Small Hydropower Project | New Dam/'Run of the River' | China | UK (EUROPEAN CLIMATE CAPITAL PCC) | At validation | China Quality Certification Center | Lanzhou Goldstone Resource & Environment Technology Co., Ltd. | Small | 9.9 | - | 7 renewable | 34.011 | 2011-09-23 | 2010-08-29 | 2012-01-01 | Open for comment: 23/09/11 - 22/10/11 |  | AMS-I.D. ver. 17 | NO | No | Grid-connected power from other sources | Asia Pacific | [18 empty] | UK |  |  | Active
NYA | Sichuan Ganluo Longgangzi Small Hydropower Project | New Dam/'Run of the River' | China | UK (Lower Carbon Assets Management Corporation (LCAM)) | At validation | LGAI Technological Center, S.A. | Chongqing Dettron Environment Protection Project Consultation Co., Ltd. | Small | 5.6 | - | 7 renewable | 20.873 | 2011-09-22 | 2008-07-22 | 2012-01-01 | Open for comment: 22/09/11 - 21/10/11 |  | AMS-I.D. ver. 17 | NO | No | Grid-connected power from other sources | Asia Pacific | [18 empty] | UK |  |  | Active
NYA | Sichuan Ganluo Lamodai Bundled Small Hydropower Project | New Dam/'Run of the River' | China | UK (Lower Carbon Assets Management Corporatio) | At validation | LGAI Technological Center, S.A. | Chongqing Dichuang Environment Protection Co., Ltd. | Small | 7.5 | - | 7 renewable | 24.687 | 2011-09-22 | 2008-07-16 | 2012-01-01 | Open for comment: 22/09/11 - 21/10/11 |  | AMS-I.D. ver. 17 | NO | No | Grid-connected power from other sources | Asia Pacific | [18 empty] | UK |  |  | Active
NYA | El Popal 20 MW hydroelectric project | New Dam/'Run of the River' | Colombia | - | At validation | Perry Johnson Registrars Carbon Emissions Services | Environmental Business and Technologies Ltda – EB&T Ltda | Large | 20 | - | 7 renewable | 48.402 | 2011-09-22 | 2011-05-01 | 2014-01-01 | Open for comment: 22/09/11 - 21/10/11 |  | ACM0002 ver. 12 | NO | No | Grid-connected power from other sources | Asia Pacific | [18 empty] | - |  |  | Active
NYA | Gansu Bailong River Suoertou Hydroelectric Project | New Dam/'Run of the River' | China | Ireland (ECOSECURITIES INTERNATIONAL LIMITED) | At validation | Lloyd’s | Sinocarbon Innovation & Investment Co.,Ltd. | Large | 66 | 365 | 7 renewable | 246.368 | 2011-09-21 | 2008-07-01 | 2012-01-01 | Open for comment: 21/09/11 - 20/10/11 |  | ACM0002 ver. 12 | NO | Yes | Grid-connected power from other sources | Asia Pacific | [18 empty] | Ireland |  |  | Active
NYA | Xidahe Hydropower Project in Gansu Province | New Dam/'Run of the River' | China | UK (EUROPEAN CLIMATE CAPITAL PCC) | At validation | Japan Quality Assurance Organisation | Lanzhou Goldstone Resource & Environment Technology Co.,Ltd. | Large | 21 | - | 7 renewable | 52.502 | 2011-09-21 | 2010-06-20 | 2012-07-01 | Open for comment: 21/09/11 - 20/10/11 |  | ACM0002 ver. 12 | NO | Yes | Grid-connected power from other sources | Asia Pacific | [18 empty] | UK |  |  | Active
NYA | Baitun Hydroelectric Project | New Dam/'Run of the River' | Panama | - | At validation | DNV | Emilio Doens & Eduardo Reyes | Large | 86.93 | 100 | 10 fixed | 209.968 | 2011-09-21 | 2008-07-31 | 2012-03-01 | Open for comment: 21/09/11 - 20/10/11 |  | ACM0002 ver. 12 | NO | Yes | Grid-connected power from other sources | Latin America | [18 empty] | - |  |  | Active
NYA | Khanh Khe Hydro Power Project | New Dam | Vietnam | UK (Carbon Resource Management S.A.) | At validation | Bureau Veritas Certification Holding SAS | Carbon Resource Management S.A (CRM) | Small | 7 | 8 | 7 renewable | 13.438 | 2011-09-21 | 2011-02-11 | 2013-01-01 | Open for comment: 21/09/11 - 20/10/11 |  | AMS-I.D. ver. 17 | NO | No | Grid-connected power from other sources | Asia Pacific | [18 empty] | UK |  |  | Active
5897 | Sichuan Sanchahe River First Cascade & Second Cascade Bundled Hydropower Project of China | New Dam/'Run of the River' | China | UK (ACT Carbon Capital Ltd.) | Req. registration | Germanischer Lloyd Certification GmbH | Aigete Global Environment Technology Co., Ltd. | Small | 10 | - | 7 renewable | 27.367 | 2011-09-21 | 2011-04-06 | 2013-01-01 | Review period: 24/05/12 - 20/06/12 | NC | AMS-I.D. ver. 17 | NO | No | Grid-connected power from other sources | Asia Pacific | [18 empty] | UK |  |  | Active
5896 | Sichuan Toudaoqiao 10MW Hydropower Project of China | New Dam/'Run of the River' | China | UK (ACT Carbon Capital Ltd.) | Req. registration | Germanischer Lloyd Certification GmbH | Aigete Global Environment Technology Co., Ltd. | Small | 10 | - | 7 renewable | 32.467 | 2011-09-21 | 2011-12-01 | 2014-01-01 | Review period: 25/05/12 - 21/06/12 | O | AMS-I.D. ver. 17 | NO | No | Grid-connected power from other sources | Asia Pacific | [18 empty] | UK |  |  | Active
NYA | Ngoi Hut 2 Hydro Power Project | New Dam | Vietnam | UK (Carbon Resource Management S.A.) | At validation | Bureau Veritas Certification Holding SAS | Carbon Resource Management S.A. (CRM) | Large | 48 | 228.6 | 7 renewable | 106.3 | 2011-09-21 | 2010-09-10 | 2013-01-01 | Open for comment: 21/09/11 - 20/10/11 |  | ACM0002 ver. 12 | Yes | Yes | Grid-connected power from other sources | Asia Pacific | [18 empty] | UK |  |  | Active
NYA | RP-490 Hydroelectric Power Plant Project | New Dam/'Run of the River' | Panama | - | At validation | Spanish Association for Standardisation and Certification | DEENMA | Small | 13.96 | - | 7 renewable | 36.602 | 2011-09-20 | 2010-11-18 | 2012-08-01 | Open for comment: 20/09/11 - 19/10/11 |  | AMS-I.D. ver. 17 | NO | No | Grid-connected power from other sources | Asia Pacific | [18 empty] | - |  |  | Active
5766 | Hubei Enshi Baoshan Hydropower Plant and Hetaowan Hydropower Plant Bundled Hydropower Project | New Dam/'Run of the River' | China | UK (Climate Bridge Ltd.) | Req. registration | Perry Johnson Registrars Carbon Emissions Services | Climate Bridge Ltd. | Small | 6.8 | - | 7 renewable | 18.21 | 2011-09-20 | 2007-05-27 | 2012-04-01 | Review period: 01/06/12 - 28/06/12 | O | AMS-I.D. ver. 17 | NO | No | Grid-connected power from other sources | Asia Pacific | [18 empty] | UK |  |  | Active
NYA | HPPCL Integrated Kashang Hydro Electric Project | New Dam/'Run of the River' | India | Sweden (Asian Development Bank as Trustee of the Future Carbon Fund (FCF)) | At validation | SGS | Asian Development Bank | Large | 195 | - | 10 fixed | 558.391 | 2011-09-17 | 2009-03-31 | 2013-01-31 | Open for comment: 17/09/11 - 16/10/11 |  | ACM0002 ver. 12 | NO | Yes | Grid-connected power from other sources | Asia Pacific | [18 empty] | Sweden |  |  | Active
NYA | Sichuan Silipin Hydropower Project | New Dam/'Run of the River' | China | UK (Climate Corporation Emissions Trading GmbH) | At validation | RINA | Beijing Yongrijinglan Consulting Co., Ltd. | Small | 6.4 | 237 | 7 renewable | 24.231 | 2011-09-17 | 2008-06-28 | 2012-01-01 | Open for comment: 17/09/11 - 16/10/11 |  | AMS-I.D. ver. 17 | NO | No | Grid-connected power from other sources | Asia Pacific | [18 empty] | UK |  |  | Active
NYA | Sichuan Mianning Tuoluohe Bundled Hydropower Project | New Dam/'Run of the River' | China | UK (Climate Corporation Emissions Trading GmbH) | At validation | RINA | Beijing Yongrijinglan Counsulting Co. Ltd. | Small | 6.23 | - | 7 renewable | 10.019 | 2011-09-17 | 2008-07-28 | 2012-01-01 | Open for comment: 17/09/11 - 16/10/11 |  | AMS-I.D. ver. 17 | NO | No | Grid-connected power from other sources | Asia Pacific | [18 empty] | UK |  |  | Active
NYA | Shaanxi Chenggu Shuangxi Small Hydropower Project | New Dam/'Run of the River' | China | Austria (Climate Corporation Emissions Trading GmbH) | At validation | RINA | Beijing Yongrijinglan Counsulting Co. Ltd. | Small | 6.25 | - | 7 renewable | 20.405 | 2011-09-17 | 2010-01-06 | 2012-01-01 | Open for comment: 17/09/11 - 16/10/11 |  | AMS-I.D. ver. 17 | NO | No | Grid-connected power from other sources | Asia Pacific | [18 empty] | Austria |  |  | Active
NYA | A Roang Hydropower Project | New Dam/'Run of the River' | Vietnam | Sweden (Swedish Energy Agency) | At validation | Korea Energy Management Corporation | Kyoto Energy Pte. Ltd. | Small | 7.2 | 102.86 | 10 fixed | 16.364 | 2011-09-16 | - | 2013-05-01 | Open for comment: 16/09/11 - 15/10/11 |  | AMS-I.D. ver. 17 | NO | No | Grid-connected power from other sources | Asia Pacific | [18 empty] | Sweden |  |  | Active
NYA | Yunnan Puer Mengyejiang Hydro Power Project | New Dam/'Run of the River' | China | Netherlands (Deutsch bank AG, London Branch) | At validation | ERM Certification and Verification Services Ltd. | China National Water Resources & Electric Power Materials & Equipment Co., Ltd. (CWEME) + Enecore Carbon Limited | Large | 68 | 41.23 | 7 renewable | 218.718 | 2011-09-16 | 2010-11-12 | 2012-11-01 | Open for comment: 16/09/11 - 15/10/11 |  | ACM0002 ver. 12 | NO | Yes | Grid-connected power from other sources | Asia Pacific | [18 empty] | Netherlands |  |  | Active
NYA | Sichuan Province Ganzi Prefecture Yajiang County Geda Hydropower Project | New Dam/'Run of the River' | China | UK (Greenscot Limited) | At validation | CEPREI certification body | R&J International | Large | 60 | 1224.5 | 7 renewable | 200.289 | 2011-09-16 | 2010-07-30 | 2013-05-01 | Open for comment: 16/09/11 - 15/10/11 |  | ACM0002 ver. 12 | NO | Yes | Grid-connected power from other sources | Asia Pacific | [18 empty] | UK |  |  | Active
NYA | Genyem PLN Hydropower Project | New Dam/'Run of the River' | Indonesia | UK (EcoSecurities International Limited) | At validation | Perry Johnson Registrars Carbon Emissions Services | EcoSecurities International Ltd | Large | 20 | 21 | 7 renewable | 85.445 | 2011-09-15 | 2008-03-25 | 2013-01-01 | Open for comment: 15/09/11 - 14/10/11 |  | ACM0002 ver. 12 | NO | No | Grid-connected power from other sources | Asia Pacific | [18 empty] | UK |  |  | Active
NYA | Dong Chum 2 Hydro Power Project | New Dam | Vietnam | Australia (Perenia Pty Ltd) | At validation | TÜV-NORD | Perenia Pty Ltd | Small | 9.2 | 224.4 | 7 renewable | 19.044 | 2011-09-15 | 2010-11-01 | 2013-07-01 | Open for comment: 15/09/11 - 14/10/11 |  | AMS-I.D. ver. 17 | NO | No | Grid-connected power from other sources | Asia Pacific | [18 empty] | Australia |  |  | Active
NYA | Sichuan Jiuzhaigou County Shunhe Hydropower Station Project | New Dam/'Run of the River' | China | UK (ACT Carbon Capital Ltd.) | At validation | Deloitte | AGET Global Environment Technology Co., Ltd. | Large | 21 | 1826 | 7 renewable | 74.437 | 2011-09-15 | 2009-06-20 | 2013-01-01 | Open for comment: 15/09/11 - 14/10/11 |  | ACM0002 ver. 12 | NO | Yes | Grid-connected power from other sources | Asia Pacific | [18 empty] | UK |  |  | Active
NYA | Sichuan Jiuzhaigou County Songbai Hydropower Station Project | New Dam/'Run of the River' | China | UK (ACT Carbon Capital Ltd.) | At validation | Deloitte | Accord Global Environment Technology (Beijing) Co., Ltd. | Small | 10 | - | 7 renewable | 35.413 | 2011-09-15 | 2009-06-20 | 2013-01-01 | Open for comment: 15/09/11 - 14/10/11 |  | AMS-I.D. ver. 17 | NO | No | Grid-connected power from other sources | Asia Pacific | [18 empty] | UK |  |  | Active
NYA | Sichuan Jiuzhaigou County Majia Hydropower Station Project | New Dam/'Run of the River' | China | UK (ACT Carbon Capital Ltd.) | At validation | Deloitte | Accord Global Environment Technology (Beijing) Co., Ltd. | Small | 7 | 238 | 7 renewable | 25.546 | 2011-09-15 | 2009-06-20 | 2013-01-01 | Open for comment: 15/09/11 - 14/10/11 |  | AMS-I.D. ver. 17 | NO | No | Grid-connected power from other sources | Asia Pacific | [18 empty] | UK |  |  | Active
NYA | Hydro Power Project on river Patala, Orissa | New Dam/'Run of the River' | India | - | At validation | DNV | Saaki Power Projects Limite | Small | 9 | - | 7 renewable | 27.132 | 2011-09-15 | 2011-12-10 | 2014-01-01 | Open for comment: 15/09/11 - 14/10/11 |  | AMS-I.D. ver. 17 | NO | No | Grid-connected power from other sources | Asia Pacific | [18 empty] | - |  |  | Active
NYA | Electricity generation from renewable sources – Salto Góes Small Hydro Power Plant | New Dam/'Run of the River' | Brazil | - | At validation | TÜV-NORD | WayCarbon Soluções Ambientais e Projetos de Carbono Ltda. | Large | 20 | 100 | 7 renewable | 15.896 | 2011-09-14 | 2010-11-30 | 2013-01-01 | Open for comment: 14/09/11 - 13/10/11 |  | ACM0002 ver. 12 | NO | No | Grid-connected power from other sources | Asia Pacific | [18 empty] | - |  |  | Active
NYA | Muli County Saduo Hydropower Project | New Dam/'Run of the River' | China | UK (Greenscot Limited) | At validation | CEPREI certification body | R&J International | Large | 210 | 612.24 | 7 renewable | 660.27 | 2011-09-14 | 2009-06-17 | 2012-03-01 | Open for comment: 14/09/11 - 13/10/11 |  | ACM0002 ver. 12 | NO | Yes | Grid-connected power from other sources | Asia Pacific | [18 empty] | UK |  |  | Active
5957 | Yunnan Zhilehe the 2nd and 3rd cascade Hydro Power Bundle Project | New Dam/'Run of the River' | China | Germany (GETEC Climate Projects Gmb) | Req. registration | Japan Consulting Institute | KOE Environmental Consultancy, Inc. (Japan) | Large | 16.5 | Cascade II, 1981; Cascade III, 1935 | 7 renewable | 51.077 | 2011-09-14 | 2010-09-28 | 2012-01-01 | Review period: 11/05/12 - 07/06/12 | NC | ACM0002 ver. 12 | NO | No | Grid-connected power from other sources | Asia Pacific | [18 empty] | Germany |  |  | Active
NYA | Shuanghekou 120MW Hydro Power Project in Guizhou Province China + | New Dam | China | Switzerland (Vitol S.A.) | At validation | TÜV-Rheinland | Libra CDM I&M Co., Ltd | Large | 120 | 23 | 7 renewable | 319.368 | 2011-09-10 | 2005-07-01 | 2012-07-01 | Open for comment: 10/09/11 - 09/10/11 |  | ACM0002 ver. 12 | NO | Yes | Grid-connected power from other sources | Asia Pacific | [18 empty] | Switzerland |  |  | Active
NYA | Yunnan Lamenga 2nd level 15MW hydro power project | New Dam/'Run of the River' | China | Switzerland (Arcadia Energy (Suisse) S.A.) | At validation | Japan Consulting Institute | Gold Carbon Coordinate | Small | 15 | - | 7 renewable | 42.778 | 2011-09-08 | 2010-10-27 | 2012-01-01 | Open for comment: 08/09/11 - 07/10/11 |  | AMS-I.D. ver. 17 | NO | No | Grid-connected power from other sources | Asia Pacific | [18 empty] | Switzerland |  |  | Active
NYA | Dawalong Hydropower Project | New Dam/'Run of the River' | China | Netherlands (Deutsche Bank AG, London Branch) | At validation | ERM Certification and Verification Services Ltd. | Enecore Carbon Limited + China National Water Resources & Electric Power Materials & Equipment Co., Ltd. (CWEME) | Large | 24.8 | 992 | 7 renewable | 79.357 | 2011-09-08 | 2010-10-11 | 2012-09-01 | Open for comment: 08/09/11 - 07/10/11 |  | ACM0002 ver. 12 | NO | Yes | Grid-connected power from other sources | Asia Pacific | [18 empty] | Netherlands |  |  | Active
NYA | Dak Lo Hydropower Project | New Dam/'Run of the River' | Vietnam | Switzerland (Vitol S.A.) | At validation | Korea Energy Management Corporation | Kyoto Energy Pte. Ltd. | Large | 22 | 312 | 7 renewable | 52.013 | 2011-09-08 | - | 2013-01-01 | Open for comment: 08/09/11 - 07/10/11 |  | ACM0002 ver. 12 | NO | Yes | Grid-connected power from other sources | Asia Pacific | [18 empty] | Switzerland |  |  | Active
NYA | Sichuan Kangding County Xiejiagou Hydro Project | New Dam/'Run of the River' | China | Ireland (Ecosecurities International Limited) | At validation | Japan Consulting Institute | Sinocarbon Innovation & Investment Co.,Ltd. | Large | 24 | 1447.88 | 7 renewable | 82.267 | 2011-09-08 | 2008-10-10 | 2012-01-01 | Open for comment: 08/09/11 - 07/10/11 |  | ACM0002 ver. 12 | NO | Yes | Grid-connected power from other sources | Asia Pacific | [18 empty] | Ireland |  |  | Active
NYA | Hoa Tham Hydropower Project | New Dam/'Run of the River' | Vietnam | Switzerland (Vitol S.A.) | At validation | Korea Energy Management Corporation | Kyoto Energy Pte. Ltd. | Small | 5.8 | 5.63 | 7 renewable | 11.107 | 2011-09-08 | 2010-10-25 | 2012-04-01 | Open for comment: 08/09/11 - 07/10/11 |  | AMS-I.D. ver. 17 | NO | No | Grid-connected power from other sources | Asia Pacific | [18 empty] | Switzerland |  |  | Active
NYA | Yunnan Mengnaihe 24MW hydro power project | New Dam/'Run of the River' | China | Switzerland (Arcadia Energy (Suisse) S.A.) | At validation | Japan Consulting Institute | Gold Carbon Coordinate | Large | 24 | - | 7 renewable | 70.723 | 2011-09-08 | 2010-09-12 | 2012-02-01 | Open for comment: 08/09/11 - 07/10/11 |  | ACM0002 ver. 12 | NO | Yes | Grid-connected power from other sources | Asia Pacific | [18 empty] | Switzerland |  |  | Active
NYA | TOACHI – PILATON HYDROELECTRIC PROJECT | New Dam/'Run of the River' | Ecuador | - | At validation | Colombian Institute for Technical Standards and Certification | HIDROTOAPI E.P. + Ministry of Electricity and Renewal Energy, Ministry of Environment of Ecuador, DEUMAN | Large | 253 | Sarapullo, 4900; Alluriquín, 427.02 | 7 renewable | 574.975 | 2011-09-08 | 2008-03-10 | 2015-01-26 | Open for comment: 08/09/11 - 07/10/11 |  | ACM0002 ver. 12 | NO | Yes | Grid-connected power from other sources | Latin America | [18 empty] | - |  |  | Active
NYA | Baitun Hydroelectric Project | New Dam/'Run of the River' | Panama | - | At validation | DNV | Emilio Doens + Eduardo Reyes | Large | 86.93 | 100 | 10 fixed | 209.968 | 2011-09-07 | 2008-07-31 | 2012-03-01 | Open for comment: 17/09/11 - 16/10/11 |  | ACM0002 ver. 12 | NO | Yes | Grid-connected power from other sources | Latin America | [18 empty] | - |  |  | Active
NYA | Ban Ra Hydropower Project | New Dam | Vietnam | UK (Grey K Environmental (Europe) II Ltd.) | At validation | Japan Consulting Institute | Hanam Carbon + Caspervandertak Consulting | Large | 18 | 91.84 | 7 renewable | 40.424 | 2011-09-07 | 2007-09-26 | 2012-01-01 | Open for comment: 07/09/11 - 06/10/11 |  | ACM0002 ver. 12 | NO | No | Grid-connected power from other sources | Asia Pacific | [18 empty] | UK |  |  | Active
NYA | Barvi Hydro Electric Power Project in Maharashtra, India | Existing Dam | India | - | At validation | TÜV-NORD | Madhav Vasistha Hydro Power Private Limited | Small | 4.5 | - | 7 renewable | 12.995 | 2011-09-07 | 2011-02-08 | 2012-04-01 | Open for comment: 07/09/11 - 06/10/11 |  | AMS-I.D. ver. 17 | NO | No | Grid-connected power from other sources | Asia Pacific | [18 empty] | - |  |  | Active
NYA | Mini Hydro Lobong Mongango Merasap PLN | New Dam/'Run of the River' | Indonesia | UK (EcoSecurities International Limited) | At validation | SIRIM QAS INTERNATIONAL SDN.BHD | EcoSecurities International Limited | Small | 4.3 | - | 7 renewable | 16.097 | 2011-09-07 | 2003-11-10 | 2013-01-01 | Open for comment: 07/09/11 - 06/10/11 |  | AMS-I.D. ver. 17 | NO | No | Grid-connected power from other sources | Asia Pacific | [18 empty] | UK |  |  | Active
NYA | Veracruz Hydroelectric Project | New Dam | Mexico | - | At validation | TÜV-Rheinland | Asergen SC | Large | 30 | 750 | 7 renewable | 44.203 | 2011-09-05 | 2010-11-09 | 2012-10-01 | Open for comment: 05/09/11 - 04/10/11 |  | ACM0002 ver. 12 | NO | Yes | Grid-connected power from other sources | Latin America | [18 empty] | - |  |  | Active
NYA | Thien Nam Hydropower Project | New Dam | Vietnam | Sweden (Nordic Environment Finance Corporation (NEFCO)) | At validation | TÜV-Rheinland | Energy and Environment Consultancy Joint Stock Company (VNEEC) | Large | 19.6 | 980 | 7 renewable | 47.002 | 2011-09-05 | 2011-12-01 | 2014-01-01 | Open for comment: 05/09/11 - 04/10/11 |  | ACM0002 ver. 12 | NO | No | Grid-connected power from other sources | Asia Pacific | [18 empty] | Sweden |  |  | Active
NYA | Gansu Shulehe Qingyanggou Hydropower Station Project | New Dam | China | Switzerland (Vitol S. A.) | At validation | TÜV-NORD | Caspervandertak Consulting + Gansu Tonghe Investment Project Consulting Co., Ltd. | Large | 51 | 67 | 7 renewable | 172.7 | 2011-09-05 | 2009-07-10 | 2012-10-01 | Open for comment: 05/09/11 - 04/10/11 |  | ACM0002 ver. 12 | NO | Yes | Grid-connected power from other sources | Asia Pacific | [18 empty] | Switzerland |  |  | Active
NYA | Bailongjiang Xi’ergou Hydropower Station Project | New Dam/'Run of the River' | China | Switzerland (Vitol S. A.) | At validation | TÜV-NORD | Caspervandertak Consulting + Gansu Tonghe Investment Project Consulting Co., Ltd. | Large | 72 | 122 | 7 renewable | 262.873 | 2011-09-05 | 2006-10-26 | 2012-01-01 | Open for comment: 05/09/11 - 04/10/11 |  | ACM0002 ver. 12 | NO | Yes | Grid-connected power from other sources | Asia Pacific | [18 empty] | Switzerland |  |  | Active
NYA | Sichuan Niri River Yutian Hydropower Project | New Dam/'Run of the River' | China | - | At validation | ERM Certification and Verification Services Ltd. | Additional Consulting and Engineering | Large | 93 | 2657.14 | 7 renewable | 339.511 | 2011-09-03 | 2008-07-25 | 2012-01-01 | Open for comment: 03/09/11 - 02/10/11 |  | ACM0002 ver. 12 | NO | Yes | Grid-connected power from other sources | Asia Pacific | [18 empty] | - |  |  | Active
NYA | Nam Xa Hydropower Project | New Dam | Vietnam | Sweden (Nordic Environment Finance Corporation (NEFCO)) | At validation | TÜV-Rheinland | Energy and Environment Consultancy Joint Stock Company (VNEEC) | Small | 9.6 | 1920 | 7 renewable | 21.296 | 2011-09-03 | 2011-12-01 | 2014-01-01 | Open for comment: 03/09/11 - 02/10/11 |  | AMS-I.D. ver. 17 | NO | No | Grid-connected power from other sources | Asia Pacific | [18 empty] | Sweden |  |  | Active
NYA | Ziqiang 18MW Hydropower Project in Guizhou Province China | New Dam/'Run of the River' | China | Switzerland (Vitol.S.A.) | At validation | TÜV-Rheinland | Libra CDM I&M Co., Ltd. | Large | 18 | 21.2 | 7 renewable | 43.486 | 2011-09-02 | 2007-06-20 | 2012-01-01 | Open for comment: 02/09/11 - 01/10/11 |  | ACM0002 ver. 12 | NO | No | Grid-connected power from other sources | Asia Pacific | [18 empty] | Switzerland |  |  | Active
NYA | Qirehata’er Hydropower Project, Xinjiang, China | New Dam | China | England (Europe New Energy Investment Capital Limited) | At validation | Japan Consulting Institute | Beijing Changjiang River International Holding | Large | 210 | 688 | 7 renewable | 628.483 | 2011-09-02 | 2010-06-28 | 2015-01-01 | Open for comment: 02/09/11 - 01/10/11 |  | ACM0002 ver. 12 | NO | Yes | Grid-connected power from other sources | Asia Pacific | [18 empty] | UK |  |  | Active
NYA | Yunnan Jiayan Hydropower Project | New Dam | China | Netherlands (Baraka Global Advisors) | At validation | TÜV-Rheinland | Accord Global Environment Technology Co., Ltd. | Large | 240 | 67.23 | 7 renewable | 780.106 | 2011-09-02 | 2009-05-10 | 2013-01-01 | Open for comment: 02/09/11 - 01/10/11 |  | ACM0002 ver. 12 | NO | Yes | Grid-connected power from other sources | Asia Pacific | [18 empty] | Netherlands |  |  | Active
NYA | Dak Mek 3 Hydropower Project | New Dam/'Run of the River' | Vietnam | UK (Grey K Environmental (Europe) II Ltd) | At validation | TÜV-NORD | Hanam Carbon + Caspervandertak Consulting Vietnam | Small | 7.5 | 41.57 | 7 renewable | 14.148 | 2011-09-01 | 2008-04-10 | 2012-05-01 | Open for comment: 01/09/11 - 30/09/11 |  | AMS-I.D. ver. 17 | NO | No | Grid-connected power from other sources | Asia Pacific | [18 empty] | UK |  |  | Active
NYA | Sichuan Shichuang Yangba 22 MW Hydropower Project | New Dam | China | Switzerland (Arcadia Energy (Suisse) S.A.) | At validation | TÜV-Rheinland | Beijing GreenFuture New Energy Investment & Management Co., Ltd. | Large | 22 | 29.34 | 7 renewable | 59.115 | 2011-09-01 | 2010-01-05 | 2012-01-01 | Open for comment: 01/09/11 - 30/09/11 |  | ACM0002 ver. 12 | NO | Yes | Grid-connected power from other sources | Asia Pacific | [18 empty] | Switzerland |  |  | Active
5922 | Shaanxi Didonghe 8MW Hydro Power Project | New Dam/'Run of the River' | China | Germany (GETEC Climate Projects GmbH) | Req. registration | LGAI Technological Center, S.A. | KOE Environmental Consultancy, Inc. | Small | 8 | - | 7 renewable | 19.924 | 2011-08-30 | 2008-12-28 | 2012-07-01 | Review period: 30/05/12 - 26/06/12 | NC | AMS-I.D. ver. 17 | NO | No | Grid-connected power from other sources | Asia Pacific | [18 empty] | Germany |  |  | Active
NYA | Kithulgala Small Scale Hydropower CDM Project in Sri Lanka | New Dam/'Run of the River' | Sri Lanka | - | At validation | TÜV-NORD | Nature Solutions (Pvt) Ltd. | Small | 7.3 | - | 7 renewable | 20.765 | 2011-08-29 | 2012-01-01 | 2013-12-31 | Open for comment: 29/08/11 - 27/09/11 |  | AMS-I.D. ver. 17 | NO | No | Grid-connected power from other sources | Asia Pacific | [18 empty] | - |  |  | Active
NYA | 99 MW Singoli Bhatwari Hydro Electric Project | New Dam/'Run of the River' | India | - | At validation | TÜV-NORD | FICCI Quality Forum | Large | 99 | 1276 | 10 fixed | 416.462 | 2011-08-29 | 2007-01-21 | 2014-04-01 | Open for comment: 29/08/11 - 27/09/11 |  | ACM0002 ver. 12 | NO | Yes | Grid-connected power from other sources | Asia Pacific | [18 empty] | - |  |  | Active
NYA | Kuitun River Stage VI Hydropower Station Project | New Dam/'Run of the River' | China | Japan (Europe New Energy Investment Capital Limited) | At validation | TÜV-Rheinland | Beijing Changjiang River International Holding | Large | 18.5 | 37.8 | 7 renewable | 55.769 | 2011-08-27 | 2011-03-11 | 2011-05-01 | Open for comment: 27/08/11 - 25/09/11 |  | ACM0002 ver. 12 | NO | No | Grid-connected power from other sources | Asia Pacific | [18 empty] | Japan |  |  | Active
NYA | Yunnan Pulahe 24.8MW hydro power project | New Dam/'Run of the River' | China | Switzerland (Arcadia Energy (Suisse) S.A.) | At validation | LGAI Technological Center, S.A. | Gold Carbon Coordinate (GCC) | Large | 24.8 | 3160 | 7 renewable | 70.881 | 2011-08-26 | 2010-11-15 | 2012-01-01 | Open for comment: 26/08/11 - 24/09/11 |  | ACM0002 ver. 12 | NO | Yes | Grid-connected power from other sources | Asia Pacific | [18 empty] | Switzerland |  |  | Active
NYA | Ganluo Aga Hydropower Project | New Dam/'Run of the River' | China | - | At validation | TÜV-NORD | College of Environmental Science and Engineering, Hunan University | Large | 21 | 1206.9 | 7 renewable | 69.571 | 2011-08-25 | 2011-07-16 | 2014-01-01 | Open for comment: 25/08/11 - 23/09/11 |  | ACM0002 ver. 12 | NO | Yes | Grid-connected power from other sources | Asia Pacific | [18 empty] | - |  |  | Active
NYA | Ganluo Wagujiao Hydropower Project | New Dam/'Run of the River' | China | - | At validation | TÜV-NORD | College of Environmental Science and Engineering, Hunan University | Large | 24.8 | 330.93 | 7 renewable | 84.383 | 2011-08-25 | 2011-07-16 | 2014-01-01 | Open for comment: 25/08/11 - 23/09/11 |  | ACM0002 ver. 12 | NO | Yes | Grid-connected power from other sources | Asia Pacific | [18 empty] | - |  |  | Active
NYA | Yanwa 24MW Hydropower Project, Yunnan Province, China | New Dam | China | Switzerland (Vitol S.A.) | At validation | Japan Consulting Institute | Beijing Changjiang River International Holding | Large | 24 | 6857 | 7 renewable | 81.934 | 2011-08-25 | 2009-06-18 | 2012-08-01 | Open for comment: 25/08/11 - 23/09/11 |  | ACM0002 ver. 12 | NO | Yes | Grid-connected power from other sources | Asia Pacific | [18 empty] | Switzerland |  |  | Active
6048 | Rukti-II (5 MW) Small Hydro Electric Project | New Dam/'Run of the River' | India | - | Req. registration | DNV | Zenith Energy Services (P) Ltd. | Small | 5 | - | 7 renewable | 20.176 | 2011-08-25 | 2009-07-03 | 2012-04-01 | Review period: 26/05/12 - 22/06/12 | NC | AMS-I.D. ver. 17 | NO | No | Grid-connected power from other sources | Asia Pacific | [18 empty] | - |  |  | Active
NYA | Song Bac Hydropower Project | New Dam/'Run of the River' | Vietnam | - | At validation | TÜV-Rheinland | Song Bac Hydropower Joint Stock Company | Large | 42 | 136.4 | 10 fixed | 94.354 | 2011-08-24 | 2010-03-16 | 2013-01-01 | Open for comment: 24/08/11 - 22/09/11 |  | ACM0002 ver. 12 | NO | Yes | Grid-connected power from other sources | Asia Pacific | [18 empty] | - |  |  | Active
NYA | Xiahe Anshun 15MW Hydropower Project | New Dam/'Run of the River' | China | UK (Climate Bridge Ltd.) + Portugal (Luso Carbon Fund) | At validation | Japan Consulting Institute | Climate Bridge Ltd. | Small | 15 | - | 7 renewable | 56.302 | 2011-08-23 | 2008-11-11 | 2012-08-01 | Open for comment: 23/08/11 - 21/09/11 |  | AMS-I.D. ver. 17 | NO | No | Grid-connected power from other sources | Asia Pacific | [18 empty] | UK | Portugal |  | Active
NYA | Yunnan Yaweihe Hydropower Project | New Dam/'Run of the River' | China | Switzerland (Vitol S.A.) | At validation | CEPREI certification body | Goldchina Consultancy International Co., Ltd. | Small | 6.6 | - | 7 renewable | 19.057 | 2011-08-23 | 2010-04-20 | 2012-07-01 | Open for comment: 23/08/11 - 21/09/11 |  | AMS-I.D. ver. 17 | NO | No | Grid-connected power from other sources | Asia Pacific | [18 empty] | Switzerland |  |  | Active
NYA | Jiepaihe Cascade I and Yaocun Cascade I Bundled Small Hydropower Project | New Dam/'Run of the River' | China | Switzerland (Vitol S.A.) | At validation | CEPREI certification body | Goldchina Consultancy International Co., Ltd. | Small | 6.52 | - | 7 renewable | 21.38 | 2011-08-23 | 2007-11-26 | 2012-07-01 | Open for comment: 23/08/11 - 21/09/11 |  | AMS-I.D. ver. 17 | NO | No | Grid-connected power from other sources | Asia Pacific | [18 empty] | Switzerland |  |  | Active
NYA | Kuitun River Stage 10 Hydropower Project & Kuitun River 2# Hydropower Project Bundled Project | New Dam/'Run of the River' | China | UK (Europe New Energy Investment Capital Limited) | At validation | TÜV-Rheinland | Beijing Changjiang River International Holding | Small | 13.05 | - | 7 renewable | 37.184 | 2011-08-20 | 2010-09-07 | 2012-03-01 | Open for comment: 20/08/11 - 18/09/11 |  | AMS-I.D. ver. 17 | NO | No | Grid-connected power from other sources | Asia Pacific | [18 empty] | UK |  |  | Active
NYA | Tashiding Hydroelectric Project | New Dam/'Run of the River' | India | - | At validation | DNV | Perenia Carbon India Pvt. Ltd. | Large | 97 | 7293.2 | 7 renewable | 393.863 | 2011-08-18 | 2010-10-01 | 2013-07-01 | Open for comment: 18/08/11 - 16/09/11 |  | ACM0002 ver. 12 | NO | Yes | Grid-connected power from other sources | Asia Pacific | [18 empty] | - |  |  | Active
NYA | Sichuan Ningnan 6.4MW Yibu River Stage IV Small-scale Hydropower Project | New Dam/'Run of the River' | China | UK (Climate Bridge Ltd. + Gazprom Marketing & Trading Limited) | At validation | China Quality Certification Center | S.D.F (Beijing) Consulting Co., Ltd. | Small | 6.4 | 64000 | 7 renewable | 19.095 | 2011-08-17 | 2008-07-25 | 2012-01-01 | Open for comment: 17/08/11 - 15/09/11 |  | AMS-I.D. ver. 17 | NO | No | Grid-connected power from other sources | Asia Pacific | [18 empty] | UK |  |  | Active
NYA | Sichuan Ningnan 16MW Yibu River Stage V Hydropower Project | New Dam/'Run of the River' | China | UK (Climate Bridge Ltd. + Gazprom Marketing & Trading Limited) | At validation | China Quality Certification Center | S.D.F (Beijing) Consulting Co., Ltd. | Large | 16 | 160000 | 7 renewable | 48.624 | 2011-08-17 | 2009-06-25 | 2012-01-01 | Open for comment: 17/08/11 - 15/09/11 |  | ACM0002 ver. 12 | NO | No | Grid-connected power from other sources | Asia Pacific | [18 empty] | UK |  |  | Active
NYA | Trung Ho & Van Ho Hydropower Project | New Dam | Vietnam | Sweden (Nordic Environment Finance Corporation NEFCO in its capacity as Fund Manager to the NEFCO Carbon Fund (NeCF)) | At validation | Japan Consulting Institute | Energy and Environment Consultancy Joint Stock Company (VNEEC) | Small | 12.6 | Trung Ho, 75; Van Ho, 247.3 | 7 renewable | 31.057 | 2011-08-17 | 2009-07-23 | 2012-04-01 | Open for comment: 17/08/11 - 15/09/11 |  | AMS-I.D. ver. 17 | NO | No | Grid-connected power from other sources | Asia Pacific | [18 empty] | Sweden |  |  | Active
NYA | Nam Tha 3 Hydropower Project | New Dam | Vietnam | Sweden (Nordic Environment Finance Corporation NEFCO in its capacity as Fund Manager to the NEFCO Carbon Fund (NeCF)) | At validation | Japan Consulting Institute | Energy and Environment Consultancy Joint Stock Company (VNEEC) | Small | 14 | 560 | 7 renewable | 30.562 | 2011-08-17 | 2011-12-01 | 2014-09-01 | Open for comment: 17/08/11 - 15/09/11 |  | AMS-I.D. ver. 17 | NO | No | Grid-connected power from other sources | Asia Pacific | [18 empty] | Sweden |  |  | Active
NYA | Song Mien 5 Hydropower Project | New Dam | Vietnam | Sweden (Nordic Environment Finance Corporation NEFCO in its capacity as Fund Manager to the NEFCO Carbon Fund (NeCF)) | At validation | Japan Consulting Institute | Energy and Environment Consultancy Joint Stock Company (VNEEC) | Large | 20 | 31.7 | 7 renewable | 37.852 | 2011-08-17 | 2010-02-25 | 2012-03-01 | Open for comment: 17/08/11 - 15/09/11 |  | ACM0002 ver. 12 | NO | No | Grid-connected power from other sources | Asia Pacific | [18 empty] | Sweden |  |  | Active
NYA | Hunan Yuanshui Taoyuan Hydropower Station | New Dam | China | Netherlands (Deutsche Bank AG, London Branch) | At validation | ERM Certification and Verification Services Ltd. | Siento Energy Investment Consulting Co., Ltd. | Large | 180 | 6.01 | 7 renewable | 538.071 | 2011-08-16 | 2010-10-25 | 2013-07-01 | Open for comment: 16/08/11 - 14/09/11 |  | ACM0002 ver. 12 | NO | Yes | Grid-connected power from other sources | Asia Pacific | [18 empty] | Netherlands |  |  | Active
NYA | Chu Linh and Coc San Hydropower Project | New Dam | Vietnam | Australia (Perenia Pty Ltd) | At validation | TÜV-Rheinland | Perenia Pty Ltd | Large | 29.7 | Coc San, 733; Chu Linh, 279 | 7 renewable | 90.565 | 2011-08-16 | 2010-03-10 | 2012-12-01 | Open for comment: 16/08/11 - 14/09/11 |  | ACM0002 ver. 12 | NO | Yes | Grid-connected power from other sources | Asia Pacific | [18 empty] | Australia |  |  | Active
NYA | Nam Toong Hydro Power Project | New Dam | Vietnam | Australia (Perenia Pty Ltd) | At validation | TÜV-Rheinland | Perenia Pty Ltd | Large | 34 | 56.1 | 7 renewable | 85.884 | 2011-08-16 | 2009-11-16 | 2012-06-01 | Open for comment: 16/08/11 - 14/09/11 |  | ACM0002 ver. 12 | NO | Yes | Grid-connected power from other sources | Asia Pacific | [18 empty] | Australia |  |  | Active
NYA | Sichuan Xiaojin Mupo Hydropower Project | New Dam/'Run of the River' | China | UK (Climate Bridge Ltd.) + Portugal (Luso Carbon Fund) | At validation | Japan Consulting Institute | Chongqing Dettron Environment Protection Project Consultation Co., Ltd. | Large | 45 | 761 | 7 renewable | 151.697 | 2011-08-14 | 2010-06-23 | 2012-06-01 | Open for comment: 14/08/11 - 12/09/11 |  | ACM0002 ver. 12 | NO | Yes | Grid-connected power from other sources | Asia Pacific | [18 empty] | UK | Portugal |  | Active
NYA | Jinhua Wan Hydropower Project in Shaanxi | New Dam/'Run of the River' | China | UK (Zero Emissions Technologies, S.A.) | At validation | TÜV SÜD | Zero Emissions Technologies S.A. | Small | 14 | 15.6 | 10 fixed | 32.773 | 2011-08-13 | 2011-03-15 | 2012-06-01 | Open for comment: 13/08/11 - 11/09/11 |  | AMS-I.D. ver. 17 | NO | No | Grid-connected power from other sources | Asia Pacific | [18 empty] | UK |  |  | Active
NYA | Yueliang Wan Hydropower Project in Shaanxi | New Dam/'Run of the River' | China | UK (Zero Emissions Technologies, S.A.) | At validation | TÜV-SÜD | Zero Emissions Technologies S.A. | Small | 10 | 11.9 | 10 fixed | 24.55 | 2011-08-13 | 2011-03-15 | 2012-06-01 | Open for comment: 13/08/11 - 11/09/11 |  | AMS-I.D. ver. 17 | NO | No | Grid-connected power from other sources | Asia Pacific | [18 empty] | UK |  |  | Active
NYA | Hoi Xuan Hydropower Plant, Vietnam | New Dam/'Run of the River' | Vietnam | Switzerland (ecotawa AG) | At validation | Swiss Association for Quality and Management Systems | ecotawa AG | Large | 102 | 11.3 | 7 renewable | 222.051 | 2011-08-10 | 2009-08-15 | 2013-09-01 | Open for comment: 10/08/11 - 08/09/11 |  | ACM0002 ver. 12 | Yes | Yes | Grid-connected power from other sources | Asia Pacific | [18 empty] | Switzerland |  |  | Active
NYA | Guangxi Napo County Shanggai Hydroelectric Project | Existing Dam | China | UK (Climate Bridge Ltd.) | At validation | Korean Foundation for Quality | Guangxi Jietong Technology Co. Ltd. | Large | 19.5 | - | 7 renewable | 49.316 | 2011-08-10 | 2008-06-02 | 2012-01-01 | Open for comment: 10/08/11 - 08/09/11 |  | ACM0002 ver. 12 | NO | No | Grid-connected power from other sources | Asia Pacific | [18 empty] | UK |  |  | Active
NYA | To Buong Hydropower Plant, Vietnam | New Dam | Vietnam | Switzerland (ecotawa AG) | At validation | Swiss Association for Quality and Management Systems | ecotawa AG | Small | 8 | 110 | 7 renewable | 18.909 | 2011-08-10 | 2010-02-25 | 2012-07-01 | Open for comment: 10/08/11 - 08/09/11 |  | AMS-I.D. ver. 17 | NO | No | Grid-connected power from other sources | Asia Pacific | [18 empty] | Switzerland |  |  | Active
NYA | Guangxi Tianlin County Naxin Hydroelectric Project | New Dam/'Run of the River' | China | UK (Climate Bridge Ltd.) | At validation | Korean Foundation for Quality | Nanning Shengtan Environmental Technology Co., Ltd. | Large | 33 | 37 | 7 renewable | 75.735 | 2011-08-10 | 2009-05-22 | 2012-04-01 | Open for comment: 10/08/11 - 08/09/11 |  | ACM0002 ver. 12 | NO | Yes | Grid-connected power from other sources | Asia Pacific | [18 empty] | UK |  |  | Active
5742 | Sichuan Yuexi County Tuanjie Hydropower Project | New Dam/'Run of the River' | China | Switzerland (Vitol.S.A) | Registered | TÜV-Rheinland | Libra CDM I&M Co., Ltd. | Large | 21 | 645.16 | 7 renewable | 64.823 | 2011-08-10 | 2008-07-26 | 2011-12-01 | Registered: 23/02/12 (04/05/12) | A, O | ACM0002 ver. 12 | NO | Yes | Grid-connected power from other sources | Asia Pacific | [18 empty] | Switzerland |  |  | Active
NYA | Yuanyang County Yangxi River 3rd Cascade Hydropower Station Project | New Dam/'Run of the River' | China | Switzerland (Vitol S.A.) | At validation | TÜV-Rheinland | Libra CDM I&M Co., Ltd. | Small | 10.5 | - | 7 renewable | 32.531 | 2011-08-10 | 2011-01-01 | 2012-04-01 | Open for comment: 10/08/11 - 08/09/11 |  | AMS-I.D. ver. 17 | NO | No | Grid-connected power from other sources | Asia Pacific | [18 empty] | Switzerland |  |  | Active
NYA | Sap Viet Hydropower Plant, Vietnam | New Dam | Vietnam | Switzerland (ecotawa AG) | At validation | Swiss Association for Quality and Management Systems | ecotawa AG | Large | 21 | 39.2 | 7 renewable | 46.132 | 2011-08-10 | 2009-12-01 | 2013-06-01 | Open for comment: 10/08/11 - 08/09/11 |  | ACM0002 ver. 12 | NO | Yes | Grid-connected power from other sources | Asia Pacific | [18 empty] | Switzerland |  |  | Active
NYA | Yunnan Tengchong Yongxing River First Level Hydropower Station | New Dam/'Run of the River' | China | UK (Climate Bridge Ltd.) | At validation | China Quality Certification Center | Beijing Tianqing Power International CDM Consulting, Co., Ltd. | Small | 14 | 11666.67 | 7 renewable | 44.779 | 2011-08-09 | 2011-08-31 | 2013-09-01 | Open for comment: 09/08/11 - 07/09/11 |  | AMS-I.D. ver. 17 | NO | No | Grid-connected power from other sources | Asia Pacific | [18 empty] | UK |  |  | Active
NYA | Sichuan Shanhugou 6.4MW Small Hydropower Project | New Dam/'Run of the River' | China | - | At validation | TÜV-NORD | The Changsha Office of Foshan Perfect Carbon Environment Technology Co.Ltd. + College of Environmental Science and Engineering, Hunan University | Small | 6.4 | - | 7 renewable | 24.558 | 2011-08-09 | 2010-08-20 | 2012-05-01 | Open for comment: 09/08/11 - 07/09/11 |  | AMS-I.D. ver. 17 | NO | No | Grid-connected power from other sources | Asia Pacific | [18 empty] | - |  |  | Active
NYA | Yunnan Dehong Yingjiang Nabang Hydropower Station | New Dam/'Run of the River' | China | UK (Climate Bridge Ltd.) | At validation | China Quality Certification Center | Beijing Tianqing Power International CDM Consulting, Co., Ltd. | Large | 180 | 4500 | 7 renewable | 565.719 | 2011-08-09 | 2010-01-15 | 2012-04-01 | Open for comment: 09/08/11 - 07/09/11 |  | ACM0002 ver. 12 | NO | Yes | Grid-connected power from other sources | Asia Pacific | [18 empty] | UK |  |  | Active
NYA | Yunnan Tengchong Yongxing River Second Level Hydropower Station | New Dam/'Run of the River' | China | UK (Climate Bridge Ltd.) | At validation | China Quality Certification Center | Beijing Tianqing Power International CDM Consulting, Co., Ltd. | Large | 20 | 12500 | 7 renewable | 64.027 | 2011-08-09 | 2011-08-31 | 2013-09-01 | Open for comment: 09/08/11 - 07/09/11 |  | ACM0002 ver. 12 | NO | No | Grid-connected power from other sources | Asia Pacific | [18 empty] | UK |  |  | Active
NYA | Sichuan Xiaoxingchang Second Stage Small Hydropower Project | New Dam | China | Switzerland (Climate Protection Invest AG + Q.C.A.AG) | At validation | TÜV-SÜD | Hunan CDM Project Service Center | Small | 5 | - | 7 renewable | 16.052 | 2011-08-05 | 2006-07-18 | 2012-01-01 | Open for comment: 05/08/11 - 03/09/11 |  | AMS-I.D. ver. 17 | NO | No | Grid-connected power from other sources | Asia Pacific | [18 empty] | Switzerland |  |  | Active
NYA | Baiyang Hydropower Project in Songpan, Sichuan | New Dam | China | Sweden (Carbon Asset Management Sweden Pte Ltd) | At validation | Perry Johnson Registrars Carbon Emissions Services | 3E Energy Technology Consulting Co.,LTD | Large | 30 | 38.96 | 7 renewable | 97.252 | 2011-08-05 | 2007-03-25 | 2012-01-01 | Open for comment: 05/08/11 - 03/09/11 |  | ACM0002 ver. 12 | NO | Yes | Grid-connected power from other sources | Asia Pacific | [18 empty] | Sweden |  |  | Active
NYA | Sichuan Danba County Guanzhou Hydropower Project | New Dam/'Run of the River' | China | UK (Greenscot Limited) | At validation | Korean Foundation for Quality | R&J International Ltd. | Large | 240 | 462.7 | 7 renewable | 958.874 | 2011-08-04 | 2010-11-04 | 2013-07-01 | Open for comment: 04/08/11 - 02/09/11 |  | ACM0002 ver. 12 | NO | Yes | Grid-connected power from other sources | Asia Pacific | [18 empty] | UK |  |  | Active
NYA | Sichuan Danba County Jiniu Hydropower Project | New Dam/'Run of the River' | China | UK (Greenscot Limited) | At validation | Korean Foundation for Quality | R&J International Ltd. | Large | 240 | 987.65 | 7 renewable | 862.154 | 2011-08-04 | 2008-06-16 | 2013-03-01 | Open for comment: 04/08/11 - 02/09/11 |  | ACM0002 ver. 12 | NO | Yes | Grid-connected power from other sources | Asia Pacific | [18 empty] | UK |  |  | Active
NYA | Sichuan Jiajiang County Maotan Hydropower Project | New Dam/'Run of the River' | China | UK (Greenscot Limited) | At validation | Korean Foundation for Quality | R&J International Ltd. | Large | 105 | 31.2 | 7 renewable | 377.778 | 2011-08-04 | 2010-10-01 | 2012-12-01 | Open for comment: 04/08/11 - 02/09/11 |  | ACM0002 ver. 12 | NO | Yes | Grid-connected power from other sources | Asia Pacific | [18 empty] | UK |  |  | Active
5644 | China Hunan Shanyangxi Small Hydropower Project | New Dam/'Run of the River' | China | UK (Climate Bridge Ltd.) | Registered | China Quality Certification Center | Changsha WuSeShi Environmental Protection Technology Co., Ltd. + Climate Bridge Ltd. | Small | 12.6 | 12 | 7 renewable | 27.862 | 2011-08-04 | 2010-08-20 | 2012-01-01 | Registered: 06/01/12 (30/03/12) | A | AMS-I.D. ver. 17 | NO | No | Grid-connected power from other sources | Asia Pacific | [18 empty] | UK |  |  | Active
NYA | Guizhou Lujiadong Hydropower Project | New Dam | China | Switzerland (Q.C.A. AG + Arcadia Energy (Suisse) S.A.) | At validation | China Quality Certification Center | cammile | Large | 21 | - | 7 renewable | 59.143 | 2011-08-04 | 2010-07-02 | 2012-01-01 | Open for comment: 04/08/11 - 02/09/11 |  | ACM0002 ver. 12 | NO | Yes | Grid-connected power from other sources | Asia Pacific | [18 empty] | Switzerland |  |  | Active
NYA | Mengkete Hydropower Project | New Dam/'Run of the River' | China | - | At validation | Bureau Veritas Certification Holding SAS | Redox International Consulting (Beijing) Co. Ltd. | Large | 20 | 709 | 7 renewable | 72.822 | 2011-08-03 | 2009-05-05 | 2012-01-01 | Open for comment: 03/08/11 - 01/09/11 |  | ACM0002 ver. 12 | NO | No | Grid-connected power from other sources | Asia Pacific | [18 empty] | - |  |  | Active
NYA | Dongduguo'er Hydropower Project | New Dam/'Run of the River' | China | - | At validation | Bureau Veritas Certification Holding SAS | Redox International Consulting (Beijing) Co. Ltd. | Large | 20 | 565 | 7 renewable | 69.056 | 2011-08-03 | 2009-01-08 | 2012-01-01 | Open for comment: 03/08/11 - 01/09/11 |  | ACM0002 ver. 12 | NO | No | Grid-connected power from other sources | Asia Pacific | [18 empty] | - |  |  | Active
NYA | Jiulong Xigu Hydropower Project in Sichuan Province | New Dam/'Run of the River' | China | - | At validation | ERM Certification and Verification Services Ltd. | Redox International Consulting (Beijing) Co., Ltd. | Large | 249 | 84.4 | 7 renewable | 747.573 | 2011-08-02 | 2010-02-01 | 2013-01-01 | Open for comment: 02/08/11 - 31/08/11 |  | ACM0002 ver. 12 | NO | Yes | Grid-connected power from other sources | Asia Pacific | [18 empty] | - |  |  | Active
NYA | Gu'ertu River Cascade StageIV 20MW Hydropower Project | New Dam/'Run of the River' | China | Switzerland (Vitol S.A.) | At validation | TÜV-Rheinland | Beijing Changjiang River International Holding | Large | 20 | - | 7 renewable | 56.549 | 2011-08-02 | 2010-04-26 | 2012-01-01 | Open for comment: 02/08/11 - 31/08/11 |  | ACM0002 ver. 12 | NO | No | Grid-connected power from other sources | Asia Pacific | [18 empty] | Switzerland |  |  | Active
5577 | Devoll Hydropower (DHP), Albania | New Dam | Albania | Austria (EVN AG) + Norway (Statkraft AS) | Registered | DNV | ALLPLAN GmbH + denkst at t GmbH + Pöyry Management Consulting | Large | 272 | Möglice, 23.745; Kokel, 50.986; Banja, 4.578 | 10 fixed | 339.052 | 2011-07-30 | 2009-09-29 | 2020-07-01 | Registered: 21/12/11 (16/03/12) | NC | ACM0002 ver. 12 | Yes | Yes | Grid-connected power from other sources | Europe | [18 empty] | Austria | Norway |  | Active
NYA | Hydroelectric Power Station Murdhari in Albania | New Dam | Albania | - | At validation | RINA | Techne Consulting s.r.l | Small | 4.8 | 18.8 | 10 fixed | 9.293 | 2011-07-30 | 2011-03-07 | 2013-01-01 | Open for comment: 30/07/11 - 28/08/11 |  | AMS-I.D. ver. 17 | NO | No | Grid-connected power from other sources | Europe | [18 empty] | - |  |  | Active
NYA | Xoong Con Hydropower Project | New Dam | Vietnam | UK (Camco Carbon South East Asia Limited) | At validation | TÜV-NORD | Camco Carbon South East Asia Limited | Small | 15 | 75 | 10 fixed | 31.277 | 2011-07-29 | 2011-09-01 | 2014-01-01 | Open for comment: 29/07/11 - 27/08/11 |  | AMS-I.D. ver. 17 | NO | No | Grid-connected power from other sources | Asia Pacific | [18 empty] | UK |  |  | Active
NYA | Xinjiang Tongli Tagelake Stage I & II 17MW Hydropower Bundled Project | New Dam/'Run of the River' | China | Switzerland (Vitol S.A.) | At validation | China Environmental United Certification Center Co., Ltd. | Beijing Changjiang River International Holding | Large | 17 | - | 7 renewable | 61.716 | 2011-07-29 | 2010-06-01 | 2012-01-01 | Open for comment: 29/07/11 - 27/08/11 |  | ACM0002 ver. 12 | NO | No | Grid-connected power from other sources | Asia Pacific | [18 empty] | Switzerland |  |  | Active
NYA | Ubhara Hydel Power Project, Chamba, Himachal Pradesh | New Dam/'Run of the River' | India | - | At validation | KBS Certification Services Pvt. Ltd. | Core CarbonX Solutions Pvt Ltd. | Small | 2.4 | - | 10 fixed | 10.002 | 2011-07-28 | 2009-08-11 | 2012-01-01 | Open for comment: 28/07/11 - 26/08/11 |  | AMS-I.D. ver. 17 | NO | No | Grid-connected power from other sources | Asia Pacific | [18 empty] | - |  |  | Active
NYA | Yunnan Shifang Hydropower Station project | New Dam/'Run of the River' | China | UK (General Energy Capital Co., Ltd.) | At validation | TÜV-Rheinland | Shenzhen GDR carbon Co., Ltd. | Large | 21 | - | 7 renewable | 71.986 | 2011-07-28 | 2008-06-01 | 2011-09-01 | Open for comment: 28/07/11 - 26/08/11 |  | ACM0002 ver. 12 | NO | Yes | Grid-connected power from other sources | Asia Pacific | [18 empty] | UK |  |  | Active
NYA | Zhejiang Qingyuan Guantang Bundled Small Hydropower Project | New Dam/'Run of the River' | China | Finland ( Fine Carbon Fund Ky + Nordic Carbon Fund Ky + GreenStream Network Plc) | At validation | China Environmental United Certification Center Co., Ltd. | China Carbon Technology Co., Ltd. | Small | 4.8 | 787 | 7 renewable | 8.651 | 2011-07-28 | 2010-12-01 | 2012-01-01 | Open for comment: 28/07/11 - 26/08/11 |  | AMS-I.D. ver. 17 | NO | No | Grid-connected power from other sources | Asia Pacific | [18 empty] | Finland |  |  | Active
NYA | Xinjiang Kashi River Taledesayi Hydropower Project | New Dam/'Run of the River' | China | Netherlands (Deutsche Bank AG, London Branch) | At validation | JCI | Green Globe Consulting Ltd | Large | 80 | 661.1 | 7 renewable | 225.223 | 2011-07-27 | 2010-04-03 | 2012-04-01 | Open for comment: 27/07/11 - 25/08/11 |  | ACM0002 ver. 12 | NO | Yes | Grid-connected power from other sources | Asia Pacific | [18 empty] | Netherlands |  |  | Active
NYA | Xinjiang Kashi River Nileke First Stage Hydropower Project | New Dam/'Run of the River' | China | Netherlands (Deutsche Bank AG, London Branch) | At validation | JCI | Green Globe Consulting Ltd | Large | 220 | 1157.9 | 7 renewable | 738.46 | 2011-07-27 | 2010-04-03 | 2012-06-01 | Open for comment: 27/07/11 - 25/08/11 |  | ACM0002 ver. 12 | NO | Yes | Grid-connected power from other sources | Asia Pacific | [18 empty] | Netherlands |  |  | Active
NYA | Laja Hydroelectric Project | New Dam/'Run of the River' | Chile | - | At validation | DNV | Econergy Brasil Ltda. | Large | 34.4 | 43 | 7 renewable | 126.538 | 2011-07-27 | 2008-11-28 | 2012-05-01 | Open for comment: 27/07/11 - 25/08/11 |  | ACM0002 ver. 12 | NO | Yes | Grid-connected power from other sources | Latin America | [18 empty] | - |  |  | Active
NYA | Xinjiang Kashi River Salikete Hydropower Project | New Dam/'Run of the River' | China | Netherlands (Deutsche Bank AG, London Branch) | At validation | JCI | Green Globe Consulting Ltd | Large | 80 | 142.9 | 7 renewable | 233.267 | 2011-07-26 | 2010-04-03 | 2012-04-01 | Open for comment: 26/07/11 - 24/08/11 |  | ACM0002 ver. 12 | NO | Yes | Grid-connected power from other sources | Asia Pacific | [18 empty] | Netherlands |  |  | Active
NYA | Chieng Ngam Thuong hydro-power | New Dam | Vietnam | Germany (Statkraft Markets GmbH) | At validation | DNV | Carbonium | Small | 10 | 333.3 | 7 renewable | 22.614 | 2011-07-23 | 2011-01-04 | 2012-03-01 | Open for comment: 23/07/11 - 21/08/11 |  | AMS-I.D. ver. 17 | NO | No | Grid-connected power from other sources | Asia Pacific | [18 empty] | Germany |  |  | Active
NYA | Small Hydro Power Plants in Braço do Norte River Bundled Project Activities | New Dam/'Run of the River' | Brazil | - | At validation | RINA | Ecopart Assessoria em Negócios Empresariais Ltda. | Small | 13.59 | Nova Fátima, 67.10; Rio Fortuna, 38.53; São Maurício, 32.72; | 7 renewable | 11.399 | 2011-07-23 | 2007-06-01 | 2012-01-01 | Open for comment: 23/07/11 - 21/08/11 |  | AMS-I.D. ver. 17 | NO | No | Grid-connected power from other sources | Latin America | [18 empty] | - |  |  | Active
NYA | Song Bung 2 Hydropower project, Vietnam | New Dam/'Run of the River' | Vietnam | Australia (Perenia Pty Ltd) | At validation | Bureau Veritas Certification Holding SAS | Perenia Pty Ltd | Large | 100 | 35.2 | 7 renewable | 242.96 | 2011-07-23 | - | 2014-10-01 | Open for comment: 23/07/11 - 21/08/11 |  | ACM0002 ver. 12 | NO | Yes | Grid-connected power from other sources | Asia Pacific | [18 empty] | Australia |  |  | Active
NYA | Rural Electrification by Mujila Falls Lower Zambia Mini-hydropower station | New Dam/'Run of the River' | Zambia | - | At validation | JCI | Mitsubishi UFJ Morgan Stanley Securities Co., Ltd. | Small | 1.4 | - | 7 renewable | 11.037 | 2011-07-23 | 2012-08-01 | 2014-08-01 | Open for comment: 23/07/11 - 21/08/11 |  | AMS-I.A. ver. 14 | NO | No | Grid-connected power from other sources | Africa & Middle East | [18 empty] | - |  |  | Active
NYA | Installation of 240 MW Hydroelectric Project at Kutehr in the Chamba district of Himachal Pradesh by JSW Energy Limited. | New Dam/'Run of the River' | India | - | At validation | Bureau Veritas Certification Holding SAS | JSWEL | Large | 240 | 482.083 | 10 fixed | 875.492 | 2011-07-22 | - | 2016-01-01 | Open for comment: 22/07/11 - 20/08/11 |  | ACM0002 ver. 12 | Yes | Yes | Grid-connected power from other sources | Asia Pacific | [18 empty] | - |  |  | Active
NYA | Yunnan Wanjiakouzi Hydro Power Project | New Dam | China | UK (Arreon Carbon Trading Limited) | At validation | ERM Certification and Verification Services Ltd. | Arreon Carbon Trading Limited + China National Water Resource&Electric Power Material&Equipment Co., Ltd. | Large | 180 | 23.5 | 7 renewable | 504.761 | 2011-07-22 | 2009-05-17 | 2012-06-01 | Open for comment: 22/07/11 - 20/08/11 |  | ACM0002 ver. 12 | NO | Yes | Grid-connected power from other sources | Asia Pacific | [18 empty] | UK |  |  | Active
NYA | 24 MW Gullu Hydro Electric Project | New Dam/'Run of the River' | India | - | At validation | SGS | First Climate (India) Pvt. Ltd. | Large | 24 | 40.56 | 7 renewable | 89.616 | 2011-07-21 | 2011-10-01 | 2014-10-01 | Open for comment: 21/07/11 - 19/08/11 |  | ACM0002 ver. 12 | NO | Yes | Grid-connected power from other sources | Asia Pacific | [18 empty] | - |  |  | Active
NYA | Mwenga Hydro Power Project | New Dam/'Run of the River' | Tanzania | Sweden (Swedish Energy Agency) | At validation | SGS | Camco | Small | 3.5 | - | 7 renewable | 13.726 | 2011-07-19 | 2010-07-08 | 2012-03-01 | Open for comment: 19/07/11 - 17/08/11 |  | AMS-I.F. ver. 2 AMS-I.D. ver. 17 | NO | No | Grid-connected power from other sources | Africa & Middle East | [18 empty] | Sweden |  |  | Active
NYA | Hutaraja Minihydro Power Plant | New Dam/'Run of the River' | Indonesia | Switzerland (Swiss Carbon Assets Ltd.) | At validation | TÜV-Rheinland | Swiss Carbon Assets Ltd. | Small | 6 | - | 7 renewable | 22.136 | 2011-07-13 | 2008-05-08 | 2012-01-01 | Open for comment: 13/07/11 - 11/08/11 |  | AMS-I.D. ver. 17 | NO | No | Grid-connected power from other sources | Asia Pacific | [18 empty] | Switzerland |  |  | Active
NYA | Yunnan Luosongchang Class-I Small Hydropower Project | New Dam/'Run of the River' | China | Austria (Climate Corporation Emissions Trading GmbH) | At validation | LGAI Technological Center, S.A. | Beijing Yongrijinglan Counsulting Co. Ltd. | Small | 6.4 | - | 7 renewable | 22.161 | 2011-07-13 | 2007-08-09 | 2012-02-01 | Open for comment: 13/07/11 - 11/08/11 |  | AMS-I.D. ver. 17 | NO | No | Grid-connected power from other sources | Asia Pacific | [18 empty] | Austria |  |  | Active
5699 | Gansu Mingjiazhuang Hydropower Project of China | New Dam/'Run of the River' | China | UK (J.P.Morgan Ventures Energy Corporation) | Registered | DNV | Accord Global Environment Technology (Beijing) Co., Ltd. | Small | 8 | - | 7 renewable | 35.822 | 2011-07-13 | 2007-08-29 | 2012-01-01 | Registered: 25/01/12 (04/04/12) | NC | AMS-I.D. ver. 17 | NO | No | Grid-connected power from other sources | Asia Pacific | [18 empty] | UK |  |  | Active
NYA | Tarabintang 2 x 5 MW Minihydro Power Plant | New Dam/'Run of the River' | Indonesia | Switzerland (Swiss Carbon Assets Ltd.) | At validation | TÜV-Rheinland | Swiss Carbon Assets Ltd | Small | 10 | - | 7 renewable | 42.306 | 2011-07-13 | - | 2013-08-01 | Open for comment: 13/07/11 - 11/08/11 |  | AMS-I.D. ver. 17 | NO | No | Grid-connected power from other sources | Asia Pacific | [18 empty] | Switzerland |  |  | Active
NYA | 7.5 MW Lubuk Gadang Small Hydropower Plant at West Sumatera, Indonesia | New Dam/'Run of the River' | Indonesia | Switzerland (Swiss Carbon Assets Ltd.) | At validation | TÜV-Rheinland | Swiss Carbon Assets Ltd. | Small | 7.5 | - | 7 renewable | 31.18 | 2011-07-13 | 2011-08-01 | 2013-08-01 | Open for comment: 13/07/11 - 11/08/11 |  | AMS-I.D. ver. 17 | NO | No | Grid-connected power from other sources | Asia Pacific | [18 empty] | Switzerland |  |  | Active
NYA | Seo Chong Ho Hydropower Project | New Dam/'Run of the River' | Vietnam | UK (Grey K Environmental (Europe) II Ltd.) | At validation | ERM Certification and Verification Services Ltd. | RCEE Energy and Environment Joint Stock Company + Hanam Carbon/Caspervandertak Consulting | Large | 22 | 37.93 | 7 renewable | 56.733 | 2011-07-12 | 2007-11-26 | 2012-01-01 | Open for comment: 12/07/11 - 10/08/11 |  | ACM0002 ver. 12 | NO | Yes | Grid-connected power from other sources | Asia Pacific | [18 empty] | UK |  |  | Active
NYA | Nam Pung Hydropower Project | New Dam/'Run of the River' | Vietnam | UK (Grey K Environmental (Europe) II Ltd.) | At validation | ERM Certification and Verification Services Ltd. | Hanam Carbon + Caspervandertak Consulting | Small | 9.3 | 134.22 | 7 renewable | 22.115 | 2011-07-12 | 2007-06-02 | 2012-05-01 | Open for comment: 12/07/11 - 10/08/11 |  | AMS-I.D. ver. 17 | NO | No | Grid-connected power from other sources | Asia Pacific | [18 empty] | UK |  |  | Active
NYA | Baner Sangam small hydro power project | New Dam/'Run of the River' | India | - | At validation | RINA | Yogindera Powers Limited (YPL) | Small | 5 | - | 7 renewable | 20.717 | 2011-07-12 | 2011-04-14 | 2012-07-01 | Open for comment: 12/07/11 - 10/08/11 |  | AMS-I.D. ver. 17 | NO | No | Grid-connected power from other sources | Asia Pacific | [18 empty] | - |  |  | Active
5524 | Nam Nua Hydropower Project | New Dam/'Run of the River' | Vietnam | - | Registered | TÜV-NORD | Energy and Environment Consultancy Joint Stock Company (VNEEC) | Small | 10.8 | 15.7 | 7 renewable | 24.029 | 2011-07-08 | 2010-03-10 | 2012-10-01 | Registered: 10/01/12 (30/03/12) | NC | AMS-I.D. ver. 17 | NO | No | Grid-connected power from other sources | Asia Pacific | [18 empty] | - |  |  | Active
NYA | Hubei Duhe Pankou Hydropower Plant | New Dam/'Run of the River' | China | Switzerland (Hubei Duhe Pankou Hydropower Plant) | At validation | JACO | Karbon Energy Investment & Consulting Co., Ltd. | Large | 513 | 12.14 | 7 renewable | 803.195 | 2011-07-08 | 2007-08-28 | 2012-01-01 | Open for comment: 08/07/11 - 06/08/11 |  | ACM0002 ver. 12 | NO | Yes | Grid-connected power from other sources | Asia Pacific | [18 empty] | Switzerland |  |  | Active
NYA | Daocheng County Dong Yi River bundled Hydropower Project | New Dam/'Run of the River' | China | UK (Greenscot Limited) | At validation | CEPREI certification body | R&J International Ltd. | Small | 13.8 | Jia Yi Long Ba Gou, 355,556; Wang Zi Gou, 41,111; | 7 renewable | 45.392 | 2011-07-08 | 2010-09-01 | - | Open for comment: 08/07/11 - 06/08/11 |  | AMS-I.D. ver. 17 | NO | No | Grid-connected power from other sources | Asia Pacific | [18 empty] | UK |  |  | Active
NYA | Sichuan Jiulong County Longxigou Second Stage Hydropower Station Project | New Dam/'Run of the River' | China | UK (Greenscot Limited) | At validation | CEPREI certification body | R&J International Ltd. | Large | 18 | - | 7 renewable | 60.121 | 2011-07-08 | 2010-07-01 | 2011-11-01 | Open for comment: 08/07/11 - 06/08/11 |  | ACM0002 ver. 12 | NO | No | Grid-connected power from other sources | Asia Pacific | [18 empty] | UK |  |  | Active
NYA | Gansu Hanjiagou and Gupinggou bundle small hydropower project | New Dam/'Run of the River' | China | Switzerland (Climate Protection Invest AG) | At validation | RINA | Lanzhou Goldstone Resource & Environment Technology Co., Ltd. | Small | 7 | - | 7 renewable | 28.544 | 2011-07-06 | 2010-12-15 | 2012-10-01 | Open for comment: 06/07/11 - 04/08/11 |  | AMS-I.D. ver. 17 | NO | No | Grid-connected power from other sources | Asia Pacific | [18 empty] | Switzerland |  |  | Active
5520 | Hongyan 8MW Hydropower Project in Luoping County | New Dam | China | Sweden (Carbon Asset Management Sweden Pte Ltd.) | Registered | TÜV-NORD | Carbon Asset Management Sweden AB | Small | 8 | - | 7 renewable | 23.922 | 2011-07-05 | 2008-04-28 | 2012-01-01 | Registered: 23/12/11 (16/03/12) | A, B, O | AMS-I.D. ver. 17 | NO | No | Grid-connected power from other sources | Asia Pacific | [18 empty] | Sweden |  |  | Active
NYA | Nam Lik 1 Hydropower Project | New Dam | Laos | Switzerland (Mercuria Energy Trading SA) | At validation | DNV | Hydro Engineering C. Ltd. + Asianet Services Ltd. | Large | 61 | 5.3 | 7 renewable | 120.223 | 2011-07-05 | 2010-11-17 | 2014-01-01 | Open for comment: 05/07/11 - 03/08/11 |  | ACM0002 ver. 12 | NO | Yes | Grid-connected power from other sources | Asia Pacific | [18 empty] | Switzerland |  |  | Active
5611 | Yunnan Baoshan Dengke Hydropower Project | New Dam | China | Switzerland (Swiss Carbon Assets Ltd.) | Registered | JACO | Karbon Energy Investment and Consulting Co., Ltd | Large | 120 | 53.64 | 7 renewable | 338.569 | 2011-07-01 | 2008-05-25 | 2012-01-01 | Registered: 31/01/12 (20/04/12) | O | ACM0002 ver. 12 | NO | Yes | Grid-connected power from other sources | Asia Pacific | [18 empty] | Switzerland |  |  | Active
NYA | Zhenxiong County Tongping Hydropower Project | New Dam | China | UK (ORIGIN CARBON MANAGEMENT LIMITED) | At validation | Korean Foundation for Quality | Beijing Dexin Yihe Investment Consultant Co., Ltd. | Large | 20 | 29.7 | 7 renewable | 67.071 | 2011-07-01 | 2011-12-01 | 2013-12-01 | Open for comment: 01/07/11 - 30/07/11 |  | ACM0002 ver. 12 | NO | No | Grid-connected power from other sources | Asia Pacific | [18 empty] | UK |  |  | Active
NYA | Zhenxiong County Zhaishang Hydropower Project | New Dam | China | UK (ORIGIN CARBON MANAGEMENT LIMITED) | At validation | Korean Foundation for Quality | Beijing Dexin Yihe Investment Consultant Co., Ltd. | Large | 24 | 58.5 | 7 renewable | 81.012 | 2011-07-01 | 2011-08-01 | 2013-08-01 | Open for comment: 01/07/11 - 30/07/11 |  | ACM0002 ver. 12 | NO | Yes | Grid-connected power from other sources | Asia Pacific | [18 empty] | UK |  |  | Active
NYA | Yunnan Province Deqin County Sancha River Phase I Hydropower Project | New Dam/'Run of the River' | China | UK (ORIGIN CARBON MANAGEMENT LIMITED) | At validation | Korean Foundation for Quality | Beijing Dexin Yihe Investment Consultant Co., Ltd. | Large | 20 | 1037 | 7 renewable | 61.847 | 2011-06-30 | 2010-12-27 | 2012-01-01 | Open for comment: 30/06/11 - 29/07/11 |  | ACM0002 ver. 12 | NO | No | Grid-connected power from other sources | Asia Pacific | [18 empty] | UK |  |  | Active
NYA | Yunnan Province Deqin County Sancha River Phase II Hydropower Project | New Dam/'Run of the River' | China | UK (ORIGIN CARBON MANAGEMENT LIMITED) | At validation | Korean Foundation for Quality | Beijing Dexin Yihe Investment Consultant Co., Ltd. | Large | 16 | 2023 | 7 renewable | 50.54 | 2011-06-30 | 2011-12-01 | 2014-01-01 | Open for comment: 30/06/11 - 29/07/11 |  | ACM0002 ver. 12 | NO | No | Grid-connected power from other sources | Asia Pacific | [18 empty] | UK |  |  | Active
NYA | Papaloate Hydroelectric Project + | New Dam/'Run of the River' | El Salvador | Netherlands (Corporación Andina de Fomento (CAF) + Netherlands Ministry of Infrastructure and the Environment) | At validation | DNV | Sociedad Hidroeléctrica Papaloate | Small | 2 | - | 7 renewable | 7.138 | 2011-06-29 | 2006-02-13 | 2011-09-01 | Open for comment: 29/06/11 - 28/07/11 |  | AMS-I.D. ver. 17 | NO | No | Grid-connected power from other sources | Latin America | [18 empty] | Netherlands |  |  | Active
NYA | Gansu Diebu County Bailongjiang River Huayuan Hydropower Station Project | New Dam | China | Netherlands (Standard Bank Plc) | At validation | Japan Consulting Institute | Gansu Huineng New Energy Technology Development Co., Ltd | Large | 60 | 136 | 7 renewable | 208.58 | 2011-06-25 | 2009-02-22 | 2012-01-01 | Open for comment: 25/06/11 - 24/07/11 |  | ACM0002 ver. 12 | NO | Yes | Grid-connected power from other sources | Asia Pacific | [18 empty] | Netherlands |  |  | Active
NYA | Hubei Longtanzui Hydropower Project | New Dam/'Run of the River' | China | Switzerland (Arcadia Energy (Suisse) S.A. + Q.C.A. AG) | At validation | RINA | Beijing Yong Ri Jing Lan Consulting Co., Ltd | Large | 33 | 40.2 | 7 renewable | 75.659 | 2011-06-25 | 2010-03-04 | 2012-01-01 | Open for comment: 25/06/11 - 24/07/11 |  | ACM0002 ver. 12 | NO | Yes | Grid-connected power from other sources | Asia Pacific | [18 empty] | Switzerland |  |  | Active
NYA | Khuitam Run-of-the-River Hydro Electric Project in the State of Arunachal Pradesh, India | New Dam/'Run of the River' | India | - | At validation | Lloyd’s | Adhishankar Khuitam Power Private Limited | Large | 66 | 1044.3 | 10 fixed | 249.728 | 2011-06-24 | 2011-12-12 | 2015-04-01 | Open for comment: 24/06/11 - 23/07/11 |  | ACM0002 ver. 12 | NO | Yes | Grid-connected power from other sources | Asia Pacific | [18 empty] | - |  |  | Active
5707 | Sichuan Xiangcheng Mayi River Second Dieshui Hydropower Project | New Dam/'Run of the River' | China | Switzerland (Vitol.S.A.) | Registered | TÜV-Rheinland | Libra CDM I&M Co., Ltd | Large | 18 | 428.57 | 7 renewable | 67.501 | 2011-06-24 | 2008-01-21 | 2011-10-01 | Registered: 19/03/12 (01/06/12) | A, O | ACM0002 ver. 12 | NO | No | Grid-connected power from other sources | Asia Pacific | [18 empty] | Switzerland |  |  | Active
NYA | Qingshui River Dahuashui Hydropower Station | New Dam | China | Switzerland (Vitol.S.A.) | At validation | TÜV-Rheinland | Libra CDM I&M Co., Ltd | Large | 200 | 26.2 | 7 renewable | 536.054 | 2011-06-24 | 2005-10-01 | 2011-10-01 | Open for comment: 24/06/11 - 23/07/11 |  | ACM0002 ver. 12 | NO | Yes | Grid-connected power from other sources | Asia Pacific | [18 empty] | Switzerland |  |  | Active
5440 | Sichuan Jinchuan Taiyang River 21MW Hydropower Project + | New Dam/'Run of the River' | China | Japan (Energy Initiative Japan Inc) | Registered | ERM Certification and Verification Services Ltd. | Jinchuan Taiyang River Hydro Power Development Co., Ltd. | Large | 21 | 5238 | 7 renewable | 67.899 | 2011-06-24 | 2007-12-18 | 2011-12-01 | Registered: 21/01/12 (13/04/12) | A, B, O | ACM0002 ver. 12 | NO | Yes | Grid-connected power from other sources | Asia Pacific | [18 empty] | Japan |  |  | Active
NYA | Shannipo Hydropower Project on Beipan River in Guizhou Province | New Dam | China | UK (Deutsche Bank AG, London Branch) | At validation | ERM Certification and Verification Services Ltd. | Beijing Haohua Rivers International Water Engineering Consulting Co., Ltd. | Large | 185.5 | 66.49 | 7 renewable | 477.016 | 2011-06-24 | 2010-07-30 | 2012-10-01 | Open for comment: 24/06/11 - 23/07/11 |  | ACM0002 ver. 12 | NO | Yes | Grid-connected power from other sources | Asia Pacific | [18 empty] | UK |  |  | Active
NYA | Piran Small Hydropower Plant CDM Project | New Dam/'Run of the River' | Iran | - | At validation | RINA | ecosur América + Rahbord Energy Design & Development Eng. Co. | Small | 8.4 | 840 | 7 renewable | 25.817 | 2011-06-24 | 2008-02-09 | 2012-01-01 | Open for comment: 24/06/11 - 23/07/11 |  | AMS-I.D. ver. 17 | NO | No | Grid-connected power from other sources | Africa & Middle East | [18 empty] | - |  |  | Active
NYA | Yunnan Wanmahe River First Cascade Hydropower Project | New Dam/'Run of the River' | China | UK (ACT Carbon Capital Ltd.) | At validation | TÜV-Rheinland | Accord Global Environment Technology (Beijing) Co., Ltd. | Small | 8 | - | 7 renewable | 25.969 | 2011-06-22 | 2011-02-24 | 2012-01-01 | Open for comment: 22/06/11 - 21/07/11 |  | AMS-I.D. ver. 17 | NO | No | Grid-connected power from other sources | Asia Pacific | [18 empty] | UK |  |  | Active
NYA | Zagunao River Gucheng Hydropower Project in Sichuan Province | New Dam/'Run of the River' | China | Switzerland (Vitol S.A.) | At validation | Bureau Veritas Certification Holding SAS | Redox International Consulting (Peking) Co., Ltd. | Large | 168 | 988.23 | 7 renewable | 551.391 | 2011-06-22 | 2005-03-02 | 2012-01-01 | Open for comment: 22/06/11 - 21/07/11 |  | ACM0002 ver. 12 | NO | Yes | Grid-connected power from other sources | Asia Pacific | [18 empty] | Switzerland |  |  | Active
NYA | Mabian County Heizu Hydropower Project | New Dam/'Run of the River' | China | UK (ORIGIN CARBON MANAGEMENT LIMITED) | At validation | Japan Consulting Institute | Beijing Dexin Yihe Investment Consultant Co., Ltd. | Large | 16 | 725 | 7 renewable | 52.207 | 2011-06-21 | 2010-11-22 | 2012-07-01 | Open for comment: 21/06/11 - 20/07/11 |  | ACM0002 ver. 12 | NO | No | Grid-connected power from other sources | Asia Pacific | [18 empty] | UK |  |  | Active
NYA | Yanyuan County Taerdi Hydropower Project | New Dam/'Run of the River' | China | UK (ORIGIN CARBON MANAGEMENT LIMITED) | At validation | Japan Consulting Institute | Beijing Dexin Yihe Investment Consultant Co., Ltd. | Large | 24 | 567 | 7 renewable | 78.896 | 2011-06-18 | 2010-10-10 | 2012-07-01 | Open for comment: 18/06/11 - 17/07/11 |  | ACM0002 ver. 12 | NO | Yes | Grid-connected power from other sources | Asia Pacific | [18 empty] | UK |  |  | Active
5837 | Lintao County Anjiaju Hydroelectric Project | New Dam | China | UK (ORIGIN CARBON MANAGEMENT LIMITED) | Req. registration | Japan Consulting Institute | Beijing Dexin Yihe Investment Consultant Co., Ltd. | Small | 15 | 375 | 7 renewable | 54.063 | 2011-06-18 | 2011-05-08 | 2012-06-01 | Review period: 25/05/12 - 21/06/12 | NC | AMS-I.D. ver. 17 | NO | No | Grid-connected power from other sources | Asia Pacific | [18 empty] | UK |  |  | Active
NYA | Xinjiang Ili Yamadu Hydropower Station | New Dam/'Run of the River' | China | Switzerland (Vitol S.A.) | At validation | China Quality Certification Center | Beijing Tianqing Power International CDM Consulting, Co., Ltd. | Large | 132 | 70626 | 7 renewable | 549.615 | 2011-06-17 | 2009-04-01 | 2011-11-01 | Open for comment: 17/06/11 - 16/07/11 |  | ACM0002 ver. 12 | NO | Yes | Grid-connected power from other sources | Asia Pacific | [18 empty] | Switzerland |  |  | Active
NYA | Torito Hydroelectric Power Plant | New Dam/'Run of the River' | Costa Rica | Spain (Gas Natural SDG) | At validation | Spanish Association for Standardisation and Certification | NOVOTEC CONSULTORES S.A. | Large | 50 | - | 7 renewable | 67.26 | 2011-06-17 | 2011-08-15 | 2014-07-01 | Open for comment: 17/06/11 - 16/07/11 |  | ACM0002 ver. 12 | NO | Yes | Grid-connected power from other sources | Latin America | [18 empty] | Spain |  |  | Active
NYA | Hedcor Irisan 3.8MW Hydroelectric Power Project | New Dam/'Run of the River' | Philippines | - | At validation | TÜV-Rheinland | Carbon Partners Asiatica | Small | 3.8 | - | 7 renewable | 6.063 | 2011-06-16 | 2010-07-06 | 2011-01-01 | Open for comment: 16/06/11 - 15/07/11 |  | AMS-I.D. ver. 16 | NO | No | Grid-connected power from other sources | Asia Pacific | [18 empty] | - |  |  | Active
NYA | Hedcor Tudaya 1&2 hydro power plant | New Dam/'Run of the River' | Philippines | - | At validation | TÜV-Rheinland | Carbon Partners Asiatica | Small | 15 | - | 7 renewable | 65.151 | 2011-06-16 | 2011-06-08 | 2011-10-01 | Open for comment: 16/06/11 - 15/07/11 |  | AMS-I.D. ver. 16 | NO | No | Grid-connected power from other sources | Asia Pacific | [18 empty] | - |  |  | Active
NYA | Montanitas Hydroelectric Project | New Dam/'Run of the River' | Colombia | - | At validation | TÜV-Rheinland | Compañía Colombiana de Inversiones S.A E.S.P | Large | 25 | - | 7 renewable | 49.573 | 2011-06-15 | 2009-01-05 | 2011-12-15 | Open for comment: 15/06/11 - 14/07/11 |  | ACM0002 ver. 12 | NO | Yes | Grid-connected power from other sources | Latin America | [18 empty] | - |  |  | Active
NYA | Shuanghekou 16.6MW Hydropower Project in Chongqing City, P.R. China + | New Dam/'Run of the River' | China | Japan (Marubeni Corporation) | At validation | Deloitte | Shanghai Yanminjiu International Trade Co. Ltd | Large | 16.6 | 60.85 | 7 renewable | 50.512 | 2011-06-14 | 2007-01-16 | 2011-11-01 | Open for comment: 14/06/11 - 13/07/11 |  | ACM0002 ver. 12 | NO | No | Grid-connected power from other sources | Asia Pacific | [18 empty] | Japan |  |  | Active
NYA | Sichuan Kangding County Xiaogou Hydropower Project | New Dam | China | UK (Greenscot Limited) | At validation | Korean Foundation for Quality | R&J International Ltd. | Large | 55 | 532.82 | 7 renewable | 161.942 | 2011-06-11 | 2008-05-01 | 2011-10-01 | Open for comment: 11/06/11 - 10/07/11 |  | ACM0002 ver. 12 | NO | Yes | Grid-connected power from other sources | Asia Pacific | [18 empty] | UK |  |  | Active
NYA | Sichuan Province Luding County Gonghe Hydropower Project | New Dam/'Run of the River' | China | UK (Greenscot Limited) | At validation | Korean Foundation for Quality | R&J International Ltd. | Large | 36 | - | 7 renewable | 891.679 | 2011-06-11 | 2008-07-01 | 2011-10-01 | Open for comment: 11/06/11 - 10/07/11 |  | ACM0002 ver. 12 | NO | Yes | Grid-connected power from other sources | Asia Pacific | [18 empty] | UK |  |  | Active
NYA | Wonsangunmin Hydropower Plant No.1 (20MW) | New Dam/'Run of the River' | Democratic People's Republic of Korea | Czech Republic (Topič Energo s.r.o.) | At validation | DNV | Institute of Thermal Engineering, SAoS | Large | 20 | 10.6 | 7 renewable | 67.26 | 2011-06-11 | 2010-06-29 | 2012-04-01 | Open for comment: 11/06/11 - 10/07/11 |  | ACM0002 ver. 12 | NO | No | Grid-connected power from other sources | Asia Pacific | [18 empty] | Czech Republic |  |  | Active
NYA | Sichuan Kangding County Seyu Hydropower Project | New Dam/'Run of the River' | China | UK (Greenscot Limited) | At validation | Korean Foundation for Quality | R&J International Ltd. | Large | 24 | 217.3 | 7 renewable | 87.037 | 2011-06-11 | 2010-10-01 | 2011-12-01 | Open for comment: 11/06/11 - 10/07/11 |  | ACM0002 ver. 12 | NO | Yes | Grid-connected power from other sources | Asia Pacific | [18 empty] | UK |  |  | Active
5953 | Chengbu County Laozhai Hydropower Project | New Dam | China | UK (ORIGIN CARBON MANAGEMENT LIMITED) | Registered | RINA | Lechang Wu + Fan Ye | Large | 16 | 31.54 | 7 renewable | 50.459 | 2011-06-10 | 2010-10-15 | 2012-10-01 | Registered: 03/04/12 (29/05/12) | NC | ACM0002 ver. 12 | NO | No | Grid-connected power from other sources | Asia Pacific | [18 empty] | UK |  |  | Active
NYA | Gucheng Heibaishuihe Tianshengqiao Hydro Project | New Dam/'Run of the River' | China | Switzerland (Climate Protection Invest AG) | At validation | RINA | Lechang Wu | Small | 6.4 | 1365.6 | 7 renewable | 19.104 | 2011-06-10 | 2011-06-30 | 2012-01-01 | Open for comment: 10/06/11 - 09/07/11 |  | AMS-I.D. ver. 16 | NO | No | Grid-connected power from other sources | Asia Pacific | [18 empty] | Switzerland |  |  | Active
NYA | Ryesonggang Hydropower Plant No.5, DPR Korea | New Dam | Democratic People's Republic of Korea | Czech Republic (Topič Energo s.r.o.) | At validation | DNV | Institute of Thermal Engineering, SAoS | Small | 10 | 8.7 | 7 renewable | 27.385 | 2011-06-08 | 2010-09-22 | 2012-05-01 | Open for comment: 08/06/11 - 07/07/11 |  | AMS-I.D. ver. 16 | NO | No | Grid-connected power from other sources | Asia Pacific | [18 empty] | Czech Republic |  |  | Active
NYA | Fujian Wutong Hydropower Project | New Dam/'Run of the River' | China | Japan ( J-TEC Co., Ltd.) | At validation | Japan Consulting Institute | Shanghai Weitai Environment Co., Ltd. | Large | 25 | 33.03 | 7 renewable | 55.909 | 2011-06-08 | 2007-11-12 | 2011-10-01 | Open for comment: 08/06/11 - 07/07/11 |  | ACM0002 ver. 12 | NO | Yes | Grid-connected power from other sources | Asia Pacific | [18 empty] | Japan |  |  | Active
NYA | Srepok 4A Hydropower project, Vietnam | New Dam/'Run of the River' | Vietnam | Australia (Perenia Pty Ltd) | At validation | Bureau Veritas Certification Holding SAS | Perenia Pty Ltd | Large | 64 | - | 7 renewable | 176.844 | 2011-06-07 | 2010-07-21 | 2013-02-01 | Open for comment: 07/06/11 - 06/07/11 |  | ACM0002 ver. 12 | NO | Yes | Grid-connected power from other sources | Asia Pacific | [18 empty] | Australia |  |  | Active
NYA | Ryesonggang Hydropower Plant No.3, DPR Korea | New Dam | Democratic People's Republic of Korea | Czech Republic (Topič Energo s.r.o.) | At validation | DNV | Institute of Thermal Engineering, SAoS | Small | 10 | 5.5 | 7 renewable | 28.483 | 2011-06-07 | 2010-08-12 | 2012-06-01 | Open for comment: 07/06/11 - 06/07/11 |  | AMS-I.D. ver. 16 | NO | No | Grid-connected power from other sources | Asia Pacific | [18 empty] | Czech Republic |  |  | Active
NYA | Ryesonggang Hydropower Plant No.4, DPR Korea | New Dam | Democratic People's Republic of Korea | Czech Republic (Topič Energo s.r.o.) | At validation | DNV | Institute of Thermal Engineering, SAoS | Small | 10 | 6.7 | 7 renewable | 26.639 | 2011-06-04 | 2010-10-21 | 2012-04-13 | Open for comment: 04/06/11 - 03/07/11 |  | AMS-I.D. ver. 16 | NO | No | Grid-connected power from other sources | Asia Pacific | [18 empty] | Czech Republic |  |  | Active
5965 | Sichuan Leshan Ebian Jinyan Hydro Power Project + | New Dam | China | Netherlands (MGM Carbon Portfolio, S.a.r.l) | Req. registration | Japan Consulting Institute | Urban Planning & Design Institute of Tsinghua University + Leshan Science and Technology Bureau of Sichuan Province | Large | 46 | 2190 | 7 renewable | 143.89 | 2011-06-01 | 2006-06-21 | 2012-03-01 | Review period: 22/05/12 - 18/06/12 | NC | ACM0002 ver. 12 | NO | Yes | Grid-connected power from other sources | Asia Pacific | [18 empty] | Netherlands |  |  | Active
NYA | Jiewei Hydropower Project | New Dam/'Run of the River' | China | Switzerland (Climate Protection Invest AG) | At validation | RINA | Beijing Yongrijinglan Counsulting Co. Ltd. | Small | 3.2 | - | 7 renewable | 10.173 | 2011-05-31 | 2008-07-08 | 2011-12-01 | Open for comment: 31/05/11 - 29/06/11 |  | AMS-I.D. ver. 16 | NO | No | Grid-connected power from other sources | Asia Pacific | [18 empty] | Switzerland |  |  | Active
NYA | Yunnan Gongguoqiao Hydropower Project | New Dam | China | Switzerland (Vitol S.A) | At validation | Korean Foundation for Quality | Goldchina Consultancy International Co., Ltd. | Large | 900 | 69.44 | 7 renewable | 1974.939 | 2011-05-31 | 2008-02-03 | 2012-01-01 | Open for comment: 31/05/11 - 29/06/11 |  | ACM0002 ver. 12 | NO | Yes | Grid-connected power from other sources | Asia Pacific | [18 empty] | Switzerland |  |  | Active
5838 | Hubei Shiyan Zhuxi Baishahe Hydropower Station | New Dam | China | Netherlands (Gunvor International B.V. Amsterdam Geneva Branch) | Registered | China Quality Certification Center | Beijing Tianqing Power International CDM Consulting, Co., Ltd. | Large | 45 | 11.2 | 7 renewable | 95.999 | 2011-05-31 | 2010-04-05 | 2012-04-01 | Registered: 02/03/12 (10/05/12) | O | ACM0002 ver. 12 | NO | Yes | Grid-connected power from other sources | Asia Pacific | [18 empty] | Netherlands |  |  | Active
NYA | Luoergou Bundled Hydropower Project | New Dam/'Run of the River' | China | Switzerland (Climate Protection Invest AG) | At validation | RINA | Beijing Yongrijinglan Counsulting Co. Ltd. | Small | 4.29 | - | 7 renewable | 14.431 | 2011-05-31 | 2008-07-12 | 2011-12-01 | Open for comment: 31/05/11 - 29/06/11 |  | AMS-I.D. ver. 16 | NO | No | Grid-connected power from other sources | Asia Pacific | [18 empty] | Switzerland |  |  | Active
5366 | Refurbishment of Enguri Hydro Power Plant, Georgia + | Existing Dam | Georgia | - | Rejected | Bureau Veritas Certification Holding SAS | ICF International (Carbon Advisor/Consultant) | Large | 210 | - | 10 fixed | 730.478 | 2011-05-31 | 2005-12-21 | 2011-10-01 | Rejected: 01/05/12 | A, O | ACM0002 ver. 12 | NO | Yes | Grid-connected power from other sources | Europe | [18 empty] | - |  |  | Inactive
NYA | Dakdrinh Hydropower Project | New Dam | Vietnam | Switzerland (South Pole Carbon Asset Management Ltd.) | At validation | Lloyd’s | Energy and Environment Consultancy Joint Stock Company (VNEEC) | Large | 125 | 13.7 | 7 renewable | 301.238 | 2011-05-28 | 2011-01-05 | 2013-10-01 | Open for comment: 28/05/11 - 26/06/11 |  | ACM0002 ver. 12 | NO | Yes | Grid-connected power from other sources | Asia Pacific | [18 empty] | Switzerland |  |  | Active
NYA | Chiem Hoa Hydropower Project | New Dam/'Run of the River' | Vietnam | Switzerland (Vitol S.A.) | At validation | Korea Energy Management Corporation (KEMCO) | Kyoto Energy Pte. Ltd. | Large | 48 | 11.96 | 7 renewable | 112.184 | 2011-05-27 | 2009-10-05 | 2011-12-01 | Open for comment: 27/05/11 - 25/06/11 |  | ACM0002 ver. 12 | NO | Yes | Grid-connected power from other sources | Asia Pacific | [18 empty] | Switzerland |  |  | Active
NYA | Alin B1 Hydropower Project | New Dam/'Run of the River' | Vietnam | Switzerland (Bunge Emissions Holdings Sarl) | At validation | Korea Energy Management Corporation (KEMCO) | Kyoto Energy Pte. Ltd. | Large | 42 | 10.6 | 7 renewable | 97.96 | 2011-05-27 | 2009-08-28 | 2013-01-01 | Open for comment: 27/05/11 - 25/06/11 |  | ACM0002 ver. 12 | NO | Yes | Grid-connected power from other sources | Asia Pacific | [18 empty] | Switzerland |  |  | Active
NYA | Fujian Zhaokou Hydropower Project | New Dam/'Run of the River' | China | Japan (Vitol S.A.) | At validation | Korean Foundation for Quality | Shanghai ECHN Environmental Technology Co., LTD | Large | 60 | 12.7 | 7 renewable | 180.486 | 2011-05-26 | 2007-12-15 | 2012-01-01 | Open for comment: 26/05/11 - 24/06/11 |  | ACM0002 ver. 12 | NO | Yes | Grid-connected power from other sources | Asia Pacific | [18 empty] | Japan |  |  | Active
NYA | Sichuan Da County Mutou Hydropower Project | New Dam/'Run of the River' | China | Switzerland (Vitol.S.A.) | At validation | Korean Foundation for Quality | Shanghai Yiqing Environmental Tecnology Co., Ltd | Large | 30 | 30 | 7 renewable | 96.484 | 2011-05-26 | 2008-05-28 | 2012-01-01 | Open for comment: 26/05/11 - 24/06/11 |  | ACM0002 ver. 12 | NO | Yes | Grid-connected power from other sources | Asia Pacific | [18 empty] | Switzerland |  |  | Active
NYA | Dong Nai 5 Hydropower Project | New Dam | China | Switzerland (South Pole Carbon Assets Management Ltd.) | At validation | CEPREI certification body | Energy and Environment Consultancy Joint Stock Company (VNEEC) | Large | 150 | 40.76 | 7 renewable | 344.909 | 2011-05-25 | 2011-01-14 | 2015-01-01 | Open for comment: 25/05/11 - 23/06/11 |  | ACM0002 ver. 12 | NO | Yes | Grid-connected power from other sources | Asia Pacific | [18 empty] | Switzerland |  |  | Active
5744 | Yunnan Lincang Qianxin Small Hydropower Project | New Dam/'Run of the River' | China | UK (Climate Bridge Lt) + Portugal (Luso Carbon Fund) | Registered | Japan Consulting Institute | Changsha Wuseshi Environmental Protection Technology Co., Ltd. + Hunan Bluesky Environmental Protection Technology Development Co., Ltd | Small | 12.6 | 3600 | 7 renewable | 38.122 | 2011-05-24 | 2010-10-06 | 2012-01-01 | Registered: 24/02/12 (02/05/12) | O | AMS-I.D. ver. 16 | NO | No | Grid-connected power from other sources | Asia Pacific | [18 empty] | UK | Portugal |  | Active
5608 | China Lincang Mangnuohe Small Hydropower Project | New Dam/'Run of the River' | China | UK (Climate Bridge Ltd. ) | Registered | Japan Consulting Institute | Changsha Wuseshi Environmental Protection Technology Co., Ltd. + Hunan Bluesky Environmental Protection Technology Development Co., Ltd | Small | 10 | 9363 | 7 renewable | 28.469 | 2011-05-24 | 2010-10-08 | 2012-01-01 | Registered: 29/12/11 (23/03/12) | NC | AMS-I.D. ver. 16 | NO | No | Grid-connected power from other sources | Asia Pacific | [18 empty] | UK |  |  | Active
5650 | Sunan Longchanghe I 5 MW Small Hydro Power Project | New Dam/'Run of the River' | China | UK (Climate Bridge Ltd. + Noble Carbon Credits Limited) | Registered | Japan Consulting Institute | Climate Bridge Ltd. | Small | 5 | - | 7 renewable | 12.551 | 2011-05-24 | 2008-05-07 | 2012-01-01 | Registered: 04/01/12 (30/03/12) | A, O | AMS-I.D. ver. 16 | NO | No | Grid-connected power from other sources | Asia Pacific | [18 empty] | UK |  |  | Active
5960 | Bajo Frío Hydro Power Project, Republic of Panama | New Dam/'Run of the River' | Panama | - | Req. registration | DNV | Statkraft Norfund Power Invest AS + Perspectives GmbH | Large | 57.8 | 95.6 | 7 renewable | 154.615 | 2011-05-24 | 2011-06-01 | 2014-05-01 | Review period: 01/06/12 - 28/06/12 | A, SD, O | ACM0002 ver. 12 | NO | Yes | Grid-connected power from other sources | Latin America | [18 empty] | - |  |  | Active
NYA | Macedonian Small Hydro Power Plants bundle | New Dam/'Run of the River' | The former Yugoslav Republic of Macedonia | UK (Camco Carbon Limited) | At validation | Bureau Veritas Certification Holding SAS | Camco Carbon Russia Limited | Small | 9.775 | - | 10 fixed | 38.38 | 2011-05-22 | 2008-06-26 | 2012-02-25 | Open for comment: 22/05/11 - 20/06/11 |  | AMS-I.D. ver. 16 | NO | No | Grid-connected power from other sources | Europe | [18 empty] | UK |  |  | Active
NYA | Yunnan Youfanggou Hydropower Project + | New Dam | China | UK (Trading Emissions PL) | At validation | Korean Foundation for Quality | Coway International TechTrans Co., Ltd. | Large | 68 | 620 | 7 renewable | 194.176 | 2011-05-21 | 2006-10-08 | 2011-12-01 | Open for comment: 21/05/11 - 19/06/11 |  | ACM0002 ver. 12 | NO | Yes | Grid-connected power from other sources | Asia Pacific | [18 empty] | UK |  |  | Active
NYA | Choloma Hydroelectric Project | New Dam | Guatemala | - | At validation | Spanish Association for Standardisation and Certification | Energía y Medio Ambiente | Small | 9.7 | 3430.6 | 7 renewable | 21.76 | 2011-05-21 | 2010-06-08 | 2011-12-01 | Open for comment: 21/05/11 - 19/06/11 |  | AMS-I.D. ver. 16 | NO | No | Grid-connected power from other sources | Latin America | [18 empty] | - |  |  | Active
5573 | Nam Pong Hydropower Project | New Dam | Vietnam | Switzerland (Vietnam Carbon Assets Limited) | Registered | China Environmental United Certification Center Co., Ltd. | Energy and Environment Consultancy Joint Stock Company (VNEEC) | Large | 30 | 93.8 | 7 renewable | 70.353 | 2011-05-20 | 2011-01-14 | 2013-07-01 | Registered: 20/12/11 (12/03/12) | A, O | ACM0002 ver. 12 | NO | Yes | Grid-connected power from other sources | Asia Pacific | [18 empty] | Switzerland |  |  | Active
4520 | Chi Khe Hydropower Project | New Dam | Vietnam | Switzerland (South Pole Carbon Asset Management Ltd.) | Registered | China Environmental United Certification Center Co., Ltd. | Energy and Environment Consultancy Joint Stock Company (VNEEC) | Large | 41 | 7 | 7 renewable | 91.939 | 2011-05-20 | 2011-06-01 | 2014-01-01 | Registered: 03/01/12 (20/03/12) | A, O | ACM0002 ver. 12 | NO | Yes | Grid-connected power from other sources | Asia Pacific | [18 empty] | Switzerland |  |  | Active
5566 | Chengzigou Hydro Power Plant | New Dam/'Run of the River' | China | Switzerland (Swiss Carbon Assets Co. Ltd.) | Registered | Japan Consulting Institute | Swiss Carbon Assets Co. Ltd. | Large | 115 | 142 | 10 fixed | 385.561 | 2011-05-19 | 2008-12-02 | 2012-01-01 | Registered: 20/12/11 (07/03/12) | NC | ACM0002 ver. 12 | NO | Yes | Grid-connected power from other sources | Asia Pacific | [18 empty] | Switzerland |  |  | Active
5656 | Sunan Baiquanmen III&IV Bundle Small Hydropower Project in Gansu Province | New Dam/'Run of the River' | China | UK (Climate Corporation Emissions Trading GmbH) | Registered | DNV | Gansu Huike Center for Technology Transferring on Resource and Environment | Small | 13.8 | - | 7 renewable | 35.155 | 2011-05-19 | 2010-01-25 | 2012-01-01 | Registered: 31/01/12 (18/04/12) | O | AMS-I.D. ver. 16 | NO | No | Grid-connected power from other sources | Asia Pacific | [18 empty] | UK |  |  | Active
NYA | Fujian Zhangping Huakou Hydropower Plant | New Dam | China | Japan (Smart Energy Co.,Ltd) | Registered | Japan Consulting Institute | Karbon Energy Investment and Consulting Co., Ltd. | Large | 36.6 | 14.64 | 7 renewable | 95.38 | 2011-05-19 | 2008-06-10 | 2012-01-01 | Registered: 29/02/12 (15/05/12) | NC | ACM0002 ver. 12 | NO | Yes | Grid-connected power from other sources | Asia Pacific | [18 empty] | Japan |  |  | Active
NYA | La Perla Hydroelectric plant | New Dam/'Run of the River' | Guatemala | - | At validation | Spanish Association for Standardisation and Certification | CantorCO2e | Small | 3.712 | 309.3 | 7 renewable | 10.08 | 2011-05-18 | 2010-03-11 | 2012-01-01 | Open for comment: 18/05/11 - 16/06/11 |  | AMS-I.D. ver. 16 | NO | No | Grid-connected power from other sources | Latin America | [18 empty] | - |  |  | Active
NYA | Luopoba 30MW Hydropower Project in Hubei Province + | New Dam | China | Germany (Emissionshandels Gesellschaft Bavaria Gmbh) | At validation | LGAI Technological Center, S.A. | Gansu Zihuan Co., Ltd for Investment and Consulting | Large | 30 | 18 | 7 renewable | 59.715 | 2011-05-18 | 2007-08-17 | 2012-01-01 | Open for comment: 18/05/11 - 16/06/11 |  | ACM0002 ver. 12 | NO | Yes | Grid-connected power from other sources | Asia Pacific | [18 empty] | Germany |  |  | Active
5762 | Lintan Qingshishan Hydropower Station Expansion Project | New Dam/'Run of the River' | China | Switzerland (Climate Protection Invest AG) | Registered | LGAI Technological Center, S.A. | Lanzhou Goldstone Resource & Environment Technology Co., Ltd. | Small | 5.8 | - | 7 renewable | 16.662 | 2011-05-18 | 2010-04-17 | 2012-01-01 | Registered: 29/02/12 (18/05/12) | O | AMS-I.D. ver. 16 | NO | No | Grid-connected power from other sources | Asia Pacific | [18 empty] | Switzerland |  |  | Active
4962 | Nhan Hac and Sao Va Hydropower Project | New Dam | Vietnam | Switzerland (Vietnam Carbon Assets Ltd.) | Registered | China Environmental United Certification Center Co., Ltd. | Energy and Environment Consultancy Joint Stock Company (VNEEC) | Large | 48 | Nhan Hac, 264.7; Sao Va, 9.4 | 7 renewable | 108.477 | 2011-05-18 | 2007-07-03 | 2012-01-01 | Registered: 13/02/12 (18/04/12) | O | ACM0002 ver. 12 | NO | Yes | Grid-connected power from other sources | Asia Pacific | [18 empty] | Switzerland |  |  | Active
5793 | Ia Grai 1 Hydropower Project | New Dam/'Run of the River' | Vietnam | Switzerland (Vitol S.A.) | Registered | Swiss Association for Quality and Management Systems | Kyoto Energy Pte. Ltd. | Small | 10.8 | 4.75 | 7 renewable | 21.868 | 2011-05-17 | 2009-05-18 | 2011-06-01 | Registered: 21/02/12 (11/05/12) | O | AMS-I.D. ver. 16 | NO | No | Grid-connected power from other sources | Asia Pacific | [18 empty] | Switzerland |  |  | Active
6050 | Dakrong 3 Hydropower Project | New Dam/'Run of the River' | Vietnam | Switzerland (Vitol S.A.) | Req. registration | Swiss Association for Quality and Management Systems | Kyoto Energy Pte. Ltd. | Small | 8 | 17.18 | 7 renewable | 18.082 | 2011-05-17 | 2010-08-08 | 2012-01-01 | Review period: 01/06/12 - 28/06/12 | NC | AMS-I.D. ver. 16 | NO | No | Grid-connected power from other sources | Asia Pacific | [18 empty] | Switzerland |  |  | Active
NYA | Se San 4A Hydropower Project | New Dam/'Run of the River' | Vietnam | UK (Grey K Environmental (Europe) II Ltd.) | At validation | TÜV-NORD | RCEE Energy and Environment Joint Stock Company + Hanam Carbon/Caspervandertak Consulting | Large | 63 | 6169 | 7 renewable | 178.729 | 2011-05-16 | 2007-11-30 | 2011-11-01 | Open for comment: 16/05/11 - 14/06/11 |  | ACM0002 ver. 12 | NO | Yes | Grid-connected power from other sources | Asia Pacific | [18 empty] | UK |  |  | Active
NYA | 2 MW Gogripur Hydro Power Project at Village Gogripur, District Karnal of State Haryana (India) | New Dam/'Run of the River' | India | - | At validation | SGS | Gensol Consultants Pvt. Ltd. | Small | 2 | - | 10 fixed | 9.864 | 2011-05-13 | 2008-12-15 | 2011-10-01 | Open for comment: 13/05/11 - 11/06/11 |  | AMS-I.D. ver. 16 | NO | No | Grid-connected power from other sources | Asia Pacific | [18 empty] | - |  |  | Active
5727 | Song Bung 6 Hydropower Project | New Dam | Vietnam | Switzerland (Vietnam Carbon Assets Ltd.) | Registered | Bureau Veritas Certification Holding SAS | Energy and Environment Consultancy Joint Stock Company (VNEEC) | Large | 29 | 72.9 | 7 renewable | 68.425 | 2011-05-11 | 2010-11-17 | 2012-12-01 | Registered: 31/01/12 (18/04/12) | O | ACM0002 ver. 12 | NO | Yes | Grid-connected power from other sources | Asia Pacific | [18 empty] | Switzerland |  |  | Active
5144 | Song Bung 5 Hydropower Project | New Dam | Vietnam | Switzerland (Vietnam Carbon Assets Ltd. ) | Registered | Bureau Veritas Certification Holding SAS | Energy and Environment Consultancy Joint Stock Company (VNEEC) | Large | 57 | 33.9 | 7 renewable | 131.44 | 2011-05-11 | 2009-12-21 | 2012-07-01 | Registered: 16/03/12 (01/06/12) | A, O | ACM0002 ver. 12 | NO | Yes | Grid-connected power from other sources | Asia Pacific | [18 empty] | Switzerland |  |  | Active
NYA | Centauro I Hydroelectric Project, Peru | New Dam/'Run of the River' | Peru | Germany (Energie Baden-Württemberg AG – EnBW) | At validation | TÜV-SÜD | ÉcoRessources Carbon | Small | 12.5 | - | 7 renewable | 58.657 | 2011-05-10 | 2006-11-08 | 2013-11-30 | Open for comment: 10/05/11 - 08/06/11 |  | AMS-I.D. ver. 16 | NO | No | Grid-connected power from other sources | Latin America | [18 empty] | Germany |  |  | Active
NYA | Yunnan Yongde Damengtong Hydropower Station | New Dam | China | Switzerland (Vitol S.A. ) | At validation | China Quality Certification Center | Shanghai Brilliant Microbes Environmental Technology Co., Ltd. | Large | 50 | 66 | 7 renewable | 142.62 | 2011-05-10 | 2009-01-02 | 2012-01-01 | Open for comment: 10/05/11 - 08/06/11 |  | ACM0002 ver. 12 | NO | Yes | Grid-connected power from other sources | Asia Pacific | [18 empty] | Switzerland |  |  | Active
NYA | Nho Que 3 Hydropower Project | New Dam | Vietnam | Switzerland (Vietnam Carbon Assets Ltd.) | At validation | Bureau Veritas Certification Holding SAS | Vietnam Carbon Assets Ltd. | Large | 110 | 255.8 | 7 renewable | 282.584 | 2011-05-05 | 2008-04-15 | 2011-07-01 | Open for comment: 05/05/11 - 03/06/11 |  | ACM0002 ver. 12 | NO | Yes | Grid-connected power from other sources | Asia Pacific | [18 empty] | Switzerland |  |  | Active
NYA | Thuong Kon Tum Hydropower Project | New Dam | Vietnam | Switzerland (Vietnam Carbon Assets Ltd.) | At validation | TÜV-NORD | Energy and Environment Consultancy Joint Stock Company (VNEEC) | Large | 220 | 31.1 | 7 renewable | 624.389 | 2011-05-05 | 2010-10-01 | 2014-12-01 | Open for comment: 05/05/11 - 03/06/11 |  | ACM0002 ver. 12 | NO | Yes | Grid-connected power from other sources | Asia Pacific | [18 empty] | Switzerland |  |  | Active
NYA | 6 MW Eatul 4 Hydro Power Project | New Dam | Vietnam | Switzerland (EGL AG) | At validation | DNV | Asia Carbon Pte Ltd | Small | 6 | 25.129 | 7 renewable | 14.613 | 2011-05-05 | 2008-07-25 | 2012-06-01 | Open for comment: 05/05/11 - 03/06/11 |  | AMS-I.D. ver. 16 | NO | No | Grid-connected power from other sources | Asia Pacific | [18 empty] | Switzerland |  |  | Active
NYA | Vinh Son 3 Hydro Power Project | New Dam | Vietnam | UK (Carbon Resource Management S.A.) | At validation | DNV | Carbon Resource Management S.A. | Large | 30 | 96.8 | 7 renewable | 64.71 | 2011-05-04 | 2010-08-27 | 2014-01-01 | Open for comment: 04/05/11 - 02/06/11 |  | ACM0002 ver. 12 | Yes | Yes | Grid-connected power from other sources | Asia Pacific | [18 empty] | UK |  |  | Active
5686 | Sichuan Hongqiba Small Hydropower Project | New Dam/'Run of the River' | China | Switzerland (Climate Protection Invest AG + Q.C.A.AG) | Registered | TÜV-SÜD | Hunan CDM Project Service Center | Small | 2.06 | - | 7 renewable | 9.069 | 2011-04-29 | 2008-06-17 | 2012-01-01 | Registered: 18/01/12 (02/04/12) | A, O | AMS-I.D. ver. 16 | NO | No | Grid-connected power from other sources | Asia Pacific | [18 empty] | Switzerland |  |  | Active
NYA | Gansu Boyu 4th Level Hydropower Project | New Dam | China | Switzerland (Arcadia Energy (Suisse) S.A.) | At validation | RINA | Beijing Yongrijinglan Counsulting Co, Ltd. | Small | 12 | 60 | 7 renewable | 50.501 | 2011-04-28 | 2008-07-28 | 2012-01-01 | Open for comment: 28/04/11 - 27/05/11 |  | AMS-I.D. ver. 16 | NO | No | Grid-connected power from other sources | Asia Pacific | [18 empty] | Switzerland |  |  | Active
NYA | Hainan Nansheng Bundled Small Hydropower Project | New Dam/'Run of the River' | China | Switzerland (Climate Protection Invest AG) | At validation | RINA | Beijing Yongrijinglan Counsulting Co, Ltd. | Small | 6.56 | - | 7 renewable | 20.115 | 2011-04-28 | 2011-02-02 | 2012-01-01 | Open for comment: 28/04/11 - 27/05/11 |  | AMS-I.D. ver. 16 | NO | No | Grid-connected power from other sources | Asia Pacific | [18 empty] | Switzerland |  |  | Active
NYA | Hunan Hengyuan Hydropower Project | New Dam | China | Switzerland (Arcadia Energy (Suisse) S.A.) | At validation | TÜV-SÜD | Hunan CDM Project Service Center | Large | 30 | 8.33 | 7 renewable | 74.85 | 2011-04-27 | 2008-06-28 | 2012-01-01 | Open for comment: 27/04/11 - 26/05/11 |  | ACM0002 ver. 12 | NO | Yes | Grid-connected power from other sources | Asia Pacific | [18 empty] | Switzerland |  |  | Active
NYA | Nam Lik 1-2 Hydropower Project | New Dam/'Run of the River' | Laos + Thailand | - | At validation | Germanischer Lloyd Certification GmbH | Arcticwind Technology Co., Ltd | Large | 100 | 4.35 | 7 renewable | 207.609 | 2011-04-27 | 2007-08-15 | 2012-01-01 | Open for comment: 27/04/11 - 26/05/11 |  | ACM0002 ver. 12 | NO | Yes | Grid-connected power from other sources | Asia Pacific | [18 empty] | - |  |  | Active
NYA | Nam Sim Hydropower Project, Huapanh Province, Lao PDR | New Dam/'Run of the River' | Laos | Sweden (Nordic Environment Finance Corporation NEFCO in its capacity as Fund Manager to the NEFCO Carbon Fund (NeCF)) | At validation | TÜV-Rheinland | Asianet Services | Small | 9.01 | - | 7 renewable | 18.733 | 2011-04-22 | 2011-02-04 | 2013-03-01 | Open for comment: 22/04/11 - 21/05/11 |  | AMS-I.D. ver. 16 | NO | No | Grid-connected power from other sources | Asia Pacific | [18 empty] | Sweden |  |  | Active
NYA | Yunnan Langgeluohe Hydropower Project | New Dam/'Run of the River' | China | Netherlands (China Carbon N.V.) | At validation | Deloitte | Cleanergy Investment Service (Beijing) Co., Ltd. | Small | 12.6 | - | 7 renewable | 39.321 | 2011-04-22 | 2008-07-28 | 2012-01-01 | Open for comment: 22/04/11 - 21/05/11 |  | AMS-I.D. ver. 16 | NO | No | Grid-connected power from other sources | Asia Pacific | [18 empty] | Netherlands |  |  | Active
5750 | Galiuhe Yiji and Erji Bundled Hydropower Project in Sichuan Province | New Dam/'Run of the River' | China | Netherlands (China Carbon N.V.) | Registered | Deloitte | Cleanergy Investment Service (Beijing) Co., Ltd. | Small | 5 | - | 7 renewable | 43.922 | 2011-04-22 | 2008-07-21 | 2012-01-01 | Registered: 13/02/12 (27/04/12) | O | AMS-I.D. ver. 16 | NO | No | Grid-connected power from other sources | Asia Pacific | [18 empty] | Netherlands |  |  | Active
5749 | Mianning County Longjiagou Hydropower Project | New Dam/'Run of the River' | China | Netherlands (China Carbon N.V.) | Registered | Deloitte | Cleanergy Investment Service (Beijing) Co., Ltd. | Small | 6.4 | - | 7 renewable | 19.659 | 2011-04-22 | 2010-01-18 | 2012-01-01 | Registered: 13/02/12 (27/04/12) | NC | AMS-I.D. ver. 16 | NO | No | Grid-connected power from other sources | Asia Pacific | [18 empty] | Netherlands |  |  | Active
NYA | Tra Xom Hydropower Project | New Dam | Vietnam | Finland (Nordic Environment Finance Corporation) | At validation | TÜV-Rheinland | Energy and Environment Consultancy Joint Stock Company (VNEEC) | Large | 20 | 7.1 | 7 renewable | 41.161 | 2011-04-21 | 2007-12-12 | 2011-12-01 | Open for comment: 21/04/11 - 20/05/11 |  | ACM0002 ver. 12 | NO | No | Grid-connected power from other sources | Asia Pacific | [18 empty] | Finland |  |  | Active
NYA | Dam B’ri 1 Hydropower Project | New Dam | Vietnam | Sweden (Nordic Environment Finance Corporation (NEFCO) in its capacity as Fund Manager to the NEFCO Carbon Fund) | At validation | TÜV-Rheinland | Energy and Environment Consultancy Joint Stock Company (VNEEC) | Small | 9 | 152.5 | 7 renewable | 22.58 | 2011-04-21 | 2011-06-01 | 2013-04-01 | Open for comment: 21/04/11 - 20/05/11 |  | AMS-I.D. ver. 16 | NO | No | Grid-connected power from other sources | Asia Pacific | [18 empty] | Sweden |  |  | Active
5420 | Nam Xay Noi 2 Hydropower Project | New Dam | Vietnam | UK (EnBW Trading GmbH) | Registered | TÜV-SÜD | Energy and Environment Consultancy Joint Stock Company (VNEEC) | Small | 12 | 1200 | 7 renewable | 25.661 | 2011-04-20 | 2010-06-18 | 2012-10-01 | Registered: 16/11/11 (03/02/12) | NC | AMS-I.D. ver. 16 | NO | No | Grid-connected power from other sources | Asia Pacific | [18 empty] | UK |  |  | Active
NYA | Small hydro project at Sungai Brooke in Lojing, Gua Musang in Kelantan State in Malaysia | New Dam/'Run of the River' | Malaysia | Ireland (ESBI Carbon Solutions Ltd) | At validation | TÜV-NORD | ESBI Carbon Solutions Ltd | Small | 10 | - | 10 fixed | 52.796 | 2011-04-20 | 2010-09-20 | 2012-07-01 | Open for comment: 20/04/11 - 19/05/11 |  | AMS-I.D. ver. 16 | NO | No | Grid-connected power from other sources | Asia Pacific | [18 empty] | Ireland |  |  | Active
5432 | Nam An Hydropower Project | New Dam | Vietnam | UK (EnBW Trading GmbH) | Review requested | TÜV-SÜD | Energy and Environment Consultancy Joint Stock Company (VNEEC) | Small | 6 | 37.5 | 7 renewable | 14.482 | 2011-04-20 | 2010-07-20 | 2012-10-01 | Open for comment: 20/04/11 - 19/05/11 | NC | AMS-I.D. ver. 16 | NO | No | Grid-connected power from other sources | Asia Pacific | [18 empty] | UK |  |  | Active
NYA | Grid connected hydro power project in Sri Lanka | New Dam/'Run of the River' | Sri Lanka | - | At validation | SGS | R.A. De Mel Mawatha | Small | 6.6 | - | 10 fixed | 12.518 | 2011-04-16 | 2010-03-15 | 2012-01-01 | Open for comment: 16/04/11 - 15/05/11 |  | AMS-I.D. ver. 16 | NO | No | Grid-connected power from other sources | Asia Pacific | [18 empty] | - |  |  | Active
NYA | Catanduanes Island Mini-hydroelectric Power Project Bundle | New Dam/'Run of the River' | Philippines | Spain ( Endesa Carbono S. L) | At validation | Spanish Association for Standardisation and Certification | Endesa Carbono | Small | 7.775 | - | 7 renewable | 22.269 | 2011-04-16 | 2008-07-17 | 2012-01-01 | Open for comment: 16/04/11 - 15/05/11 |  | AMS-I.D. ver. 16 | NO | No | Grid-connected power from other sources | Asia Pacific | [18 empty] | Spain |  |  | Active
5525 | Gansu Yongdeng Longlin Hydro Power Project | New Dam/'Run of the River' | China | Sweden (Carbon Asset Management Sweden Pte Ltd) | Registered | TÜV-NORD | Carbon Asset Management Sweden Pte Ltd | Small | 12.8 | - | 7 renewable | 46.44 | 2011-04-14 | 2010-07-25 | 2011-07-02 | Registered: 11/01/12 (10/04/12) | NC | AMS-I.D. ver. 16 | NO | No | Grid-connected power from other sources | Asia Pacific | [18 empty] | Sweden |  |  | Active
5685 | Ninglang County Shenjiacun Hydro Power Project | New Dam/'Run of the River' | China | Switzerland (Climate Protection Invest AG) | Registered | RINA | Lechang Wu | Small | 6.5 | 75.8 | 7 renewable | 22.333 | 2011-04-14 | 2008-07-01 | 2011-10-01 | Registered: 10/02/12 (27/04/12) | O | AMS-I.D. ver. 16 | NO | No | Grid-connected power from other sources | Asia Pacific | [18 empty] | Switzerland |  |  | Active
NYA | Yunnan Pazhanghe Cascade Hydropower Project | New Dam/'Run of the River' | China | Switzerland (Arcadia Energy (Suisse) S.A.) | At validation | RINA | Lechang Wu | Small | 11.4 | - | 7 renewable | 48.075 | 2011-04-14 | 2010-04-29 | 2011-10-01 | Open for comment: 14/04/11 - 13/05/11 |  | AMS-I.D. ver. 16 | NO | No | Grid-connected power from other sources | Asia Pacific | [18 empty] | Switzerland |  |  | Active
NYA | Gansu Bazang 51MW Hydropower Project | New Dam | China | UK (Climate Bridge Ltd.) | At validation | China Quality Certification Center | Climate Bridge Ltd. | Large | 51 | 122 | 7 renewable | 168.051 | 2011-04-13 | 2009-01-20 | 2012-04-01 | Open for comment: 13/04/11 - 12/05/11 |  | ACM0002 ver. 12 | NO | Yes | Grid-connected power from other sources | Asia Pacific | [18 empty] | UK |  |  | Active
NYA | Sichuan Mianning Damawu Hydropower Project | New Dam/'Run of the River' | China | Switzerland (Climate Protection Invest AG) | At validation | RINA | Lechang Wu | Small | 6 | - | 7 renewable | 22.5 | 2011-04-13 | 2007-11-05 | 2012-01-01 | Open for comment: 13/04/11 - 12/05/11 |  | AMS-I.D. ver. 16 | NO | No | Grid-connected power from other sources | Asia Pacific | [18 empty] | Switzerland |  |  | Active
NYA | Hydro Power Project at Romai | New Dam/'Run of the River' | India | - | At validation | DNV | Tangnu Romai Power Generation Private Limited | Large | 44 | 1466.67 | 10 fixed | 156.443 | 2011-04-13 | 2010-09-01 | 2014-04-01 | Open for comment: 13/04/11 - 12/05/11 |  | ACM0002 ver. 12 | NO | Yes | Grid-connected power from other sources | Asia Pacific | [18 empty] | - |  |  | Active
NYA | Maracana Small Hydropower Project | New Dam/'Run of the River' | Brazil | - | At validation | DNV | Carbon do Brasil Consultoria Empresarial Ltda. | Small | 10.5 | 210 | 10 fixed | 9.991 | 2011-04-09 | 2010-02-09 | 2011-12-01 | Open for comment: 09/04/11 - 08/05/11 |  | AMS-I.D. ver. 16 | NO | No | Grid-connected power from other sources | Latin America | [18 empty] | - |  |  | Active
NYA | Patrind Hydropower Project | New Dam/'Run of the River' | Pakistan | - | At validation | Korea Energy Management Corporation (KEMCO) | - | Large | 147 | 262 | 7 renewable | 281.519 | 2011-04-09 | 2010-09-20 | 2015-07-01 | Open for comment: 09/04/11 - 08/05/11 |  | ACM0002 ver. 12 | NO | Yes | Grid-connected power from other sources | Asia Pacific | [18 empty] | - |  |  | Active
NYA | San Martin Hydroelectric Project | New Dam/'Run of the River' | Honduras | - | At validation | TÜV-Rheinland | Greenlife America Inc. | Small | 2.77 | - | 7 renewable | 7.084 | 2011-04-09 | 2011-07-01 | 2012-06-01 | Open for comment: 09/04/11 - 08/05/11 |  | AMS-I.D. ver. 16 | NO | No | Grid-connected power from other sources | Latin America | [18 empty] | - |  |  | Active
NYA | Gonal Small Hydro Project by South West Hydro | New Dam/'Run of the River' | India | - | At validation | TÜV-Rheinland | South West Hydro Power Private Limited | Small | 5 | - | 10 fixed | 13.84 | 2011-04-09 | 2008-03-17 | 2012-01-01 | Open for comment: 09/04/11 - 08/05/11 |  | AMS-I.D. ver. 16 | NO | No | Grid-connected power from other sources | Asia Pacific | [18 empty] | - |  |  | Active
NYA | Hunan Huitong Changzhai Hydropower Project | New Dam | China | Switzerland (Arcadia Energy (Suisse) S.A.) | At validation | TÜV-Rheinland | Hunan CDM Project Service Center | Large | 23 | 12.35 | 7 renewable | 63.506 | 2011-04-06 | 2010-06-02 | 2011-07-01 | Open for comment: 06/04/11 - 05/05/11 |  | ACM0002 ver. 12 | NO | Yes | Grid-connected power from other sources | Asia Pacific | [18 empty] | Switzerland |  |  | Active
NYA | Hydro Power Project at Masli and Hydro Power Project at Tangnu | New Dam/'Run of the River' | India | - | At validation | DNV | Tangnu Romai Power Generation (P) Limited. (TRPGPL) & NSL Masli Power Generation Private Limited | Small | 11 | - | 10 fixed | 43.638 | 2011-04-06 | 2008-07-06 | 2011-07-06 | Open for comment: 06/04/11 - 05/05/11 |  | AMS-I.D. ver. 16 | NO | No | Grid-connected power from other sources | Asia Pacific | [18 empty] | - |  |  | Active
NYA | Da M’Bri Hydropower Project | New Dam/'Run of the River' | Vietnam | UK (Vattenfall Energy Trading Netherlands N.V.) | At validation | Japan Consulting Institute | Hanam Carbon/Caspervandertak Consulting Vietnam + RCEE Energy and Environment Joint Stock Company | Large | 75 | 26.88 | 7 renewable | 192.989 | 2011-04-06 | 2007-06-27 | 2011-12-01 | Open for comment: 06/04/11 - 05/05/11 |  | ACM0002 ver. 12 | NO | Yes | Grid-connected power from other sources | Asia Pacific | [18 empty] | UK |  |  | Active
NYA | Nuevo Imperial Cañete Hydro Power Plant | New Dam/'Run of the River' | Peru | Spain (Endesa Carbono S.L.) | At validation | Spanish Association for Standardisation and Certification | Endesa Carbono | Small | 3.97 | - | 7 renewable | 18.462 | 2011-04-05 | 2011-03-03 | 2013-01-01 | Open for comment: 05/04/11 - 04/05/11 |  | AMS-I.D. ver. 16 | NO | No | Grid-connected power from other sources | Latin America | [18 empty] | Spain |  |  | Active
NYA | Nam Dong 4 Hydro Power Project | New Dam | Vietnam | Australia (Perenia Pty Ltd) | At validation | TÜV-NORD | Perenia Pty Ltd | Small | 6.8 | 523 | 7 renewable | 15.293 | 2011-04-01 | 2010-06-25 | 2011-10-01 | Open for comment: 01/04/11 - 30/04/11 |  | AMS-I.D. ver. 16 | NO | No | Grid-connected power from other sources | Asia Pacific | [18 empty] | Australia |  |  | Active
5583 | Xekaman 3 Hydropower Project, Lao PDR | New Dam/'Run of the River' | Laos | Switzerland (ecotawa AG) | Registered | Swiss Association for Quality and Management Systems | ecotawa AG | Large | 250 | 47.6 | 7 renewable | 499.481 | 2011-04-01 | 2006-04-04 | 2012-05-01 | Registered: 21/12/11 (16/03/12) | NC | ACM0002 ver. 12 | Yes | Yes | Grid-connected power from other sources | Asia Pacific | [18 empty] | Switzerland |  |  | Active
6012 | Nam Mo 3 Hydro Power Project, Vietnam | New Dam | Vietnam | Australia (Perenia Pty Ltd) | Req. registration | TÜV-NORD | Perenia Pty Ltd | Small | 10 | 154 | 7 renewable | 21.413 | 2011-03-31 | 2008-07-28 | 2011-10-01 | Review period: 12/05/12 - 08/06/12 | NC | AMS-I.D. ver. 16 | NO | No | Grid-connected power from other sources | Asia Pacific | [18 empty] | Australia |  |  | Active
NYA | Hunan Huitong Gaoyi Hydropower Project | New Dam | China | Switzerland (Arcadia Energy (Suisse) S.A.) | At validation | TÜV-Rheinland | Hunan CDM Project Service Center | Large | 25 | 12.5 | 7 renewable | 67.496 | 2011-03-29 | 2010-06-08 | 2011-11-01 | Open for comment: 29/03/11 - 27/04/11 |  | ACM0002 ver. 12 | NO | Yes | Grid-connected power from other sources | Asia Pacific | [18 empty] | Switzerland |  |  | Active
NYA | Allipén Hydroelectric Power Project in Chile | New Dam/'Run of the River' | Chile | Spain (Ministry of Environment and Rural and Marine Affairs) | At validation | TÜV-Rheinland | SYNEX + Garrigues Medio Ambiente Consultoría Técnica y de Gestión Integrada del Medio Ambiente Hermosilla 3 | Large | 20.16 | - | 7 renewable | 74.272 | 2011-03-29 | 2011-11-21 | 2012-08-01 | Open for comment: 29/03/11 - 27/04/11 |  | ACM0002 ver. 12 | NO | Yes | Grid-connected power from other sources | Latin America | [18 empty] | Spain |  |  | Active
NYA | Yunnan Mangtie River Second Stage Hydropower Project | New Dam | China | Switzerland (Climate Protection Invest AG) | At validation | TÜV-Rheinland | Hunan CDM Project Service Center | Small | 12.6 | - | 7 renewable | 40.161 | 2011-03-24 | 2008-07-26 | 2012-01-01 | Open for comment: 24/03/11 - 22/04/11 |  | AMS-I.D. ver. 16 | NO | No | Grid-connected power from other sources | Asia Pacific | [18 empty] | Switzerland |  |  | Active
NYA | Hubei Loushui Jiangpinghe Hydropower Project | New Dam | China | Switzerland (Arcadia Energy (Suisse) S.A.) | At validation | Korean Foundation for Quality | Guizhou Province Qianzhineng Energy Conservation & Emission Reduction Co., Ltd. | Large | 450 | 21.8 | 7 renewable | 733.725 | 2011-03-24 | 2007-07-27 | 2012-07-01 | Open for comment: 24/03/11 - 22/04/11 |  | ACM0002 ver. 12 | NO | Yes | Grid-connected power from other sources | Asia Pacific | [18 empty] | Switzerland |  |  | Active
3497 | Sujiahekou Hydropower Station | New Dam | China | Sweden (Carbon Asset Management Sweden Pte Ltd) | Registered | ERM Certification and Verification Services Ltd. | Carbon Asset Management Sweden Pte Ltd | Large | 315 | 61.52 | 7 renewable | 880.979 | 2011-03-23 | 2006-12-16 | 2012-01-01 | Registered: 12/07/11 (04/10/11) | A, PB, SD, O | ACM0002 ver. 12 | NO | Yes | Grid-connected power from other sources | Asia Pacific | [18 empty] | Sweden |  |  | Active
NYA | Suoi Lum 1 hydroelectric power plant | New Dam/'Run of the River' | Vietnam | UK (EDF Trading Limited) | At validation | TÜV-Rheinland | Caspervandertak Consulting (CVDT) Southeast Asia Pte Ltd | Large | 20 | 2439 | 7 renewable | 42.964 | 2011-03-23 | 2010-04-02 | 2012-03-30 | Open for comment: 23/03/11 - 21/04/11 |  | ACM0002 ver. 12 | NO | No | Grid-connected power from other sources | Asia Pacific | [18 empty] | UK |  |  | Active
NYA | Yunnan Hongtutian 18MW Hydroelectric Project | New Dam/'Run of the River' | China | UK (EDF Trading Limited) | At validation | TÜV-Rheinland | COWI Consulting (Beijing) Co., Ltd. | Large | 18 | 3000 | 7 renewable | 58.693 | 2011-03-23 | 2006-09-30 | 2012-01-01 | Open for comment: 23/03/11 - 21/04/11 |  | ACM0002 ver. 12 | NO | No | Grid-connected power from other sources | Asia Pacific | [18 empty] | UK |  |  | Active
5450 | Fang County Jimingkou Hydropower Project | New Dam/'Run of the River' | China | Switzerland (Climate Protection Invest AG) | Registered | RINA | Beijing Yong Ri Jing Lan Counsulting Co. Ltd. | Small | 7.2 | - | 7 renewable | 23.483 | 2011-03-22 | 2009-01-06 | 2012-01-01 | Registered: 07/12/11 (10/02/12) | NC | AMS-I.D. ver. 16 | NO | No | Grid-connected power from other sources | Asia Pacific | [18 empty] | Switzerland |  |  | Active
5451 | Qiaohe Second Hydropower Project | New Dam/'Run of the River' | China | UK (Climate Corporation Emissions Trading GmbH) | Registered | RINA | Beijing Yong Ri Jing Lan Counsulting Co. Ltd. | Small | 10 | - | 7 renewable | 29.201 | 2011-03-22 | 2010-11-15 | 2013-01-01 | Registered: 30/11/11 (24/02/12) | NC | AMS-I.D. ver. 16 | NO | No | Grid-connected power from other sources | Asia Pacific | [18 empty] | UK |  |  | Active
5775 | Ziyang county Bamiaoliang and Xiaguantian Bundle small hydropower project in Shaanxi Province | New Dam/'Run of the River' | China | Switzerland (Climate Protection Invest AG) | Registered | Japan Consulting Institute | Lanzhou Goldstone Resourse and Enviroment Technology Co., Ltd. | Small | 8.99 | - | 7 renewable | 25.489 | 2011-03-18 | 2010-03-15 | 2012-01-01 | Registered: 29/02/12 (09/05/12) | NC | AMS-I.D. ver. 16 | NO | No | Grid-connected power from other sources | Asia Pacific | [18 empty] | Switzerland |  |  | Active
NYA | Barra do Braúna Hydroelectric Project (BBHP) | New Dam/'Run of the River' | Brazil | - | At validation | Bureau Veritas Certification Holding SAS | Econergy Brasil Ltda, São Paulo, Brazil | Large | 39 | 4.89 | 7 renewable | 14.122 | 2011-03-18 | 2008-01-24 | 2011-01-01 | Open for comment: 18/03/11 - 16/04/11 |  | ACM0002 ver. 12 | NO | Yes | Grid-connected power from other sources | Latin America | [18 empty] | - |  |  | Active
NYA | Suoi Lum 1 hydroelectric power plant | New Dam/'Run of the River' | Vietnam | UK (EDF Trading Limited) | At validation | TÜV-Rheinland | Caspervandertak Consulting (CVDT) Southeast Asia Pte Ltd. | Large | 20 | 2439 | 7 renewable | 42.964 | 2011-03-18 | 2010-04-02 | 2012-03-30 | Open for comment: 18/03/11 - 16/04/11 |  | ACM0002 ver. 12 | NO | No | Grid-connected power from other sources | Asia Pacific | [18 empty] | UK |  |  | Active
NYA | Cikaso Hydroelectric Power Project in Indonesia | New Dam/'Run of the River' | Indonesia | Japan (Asuka Green Investment Co.,Ltd.) | At validation | Bureau Veritas Certification Holding SAS | PT CDM Indonesia Jay | Small | 5.3 | 1068.8 | 7 renewable | 22.583 | 2011-03-18 | 2010-12-01 | 2012-05-01 | Open for comment: 18/03/11 - 16/04/11 |  | AMS-I.D. ver. 16 | NO | No | Grid-connected power from other sources | Asia Pacific | [18 empty] | Japan |  |  | Active
NYA | Baimayu River Liziba, Xigoushengtai and Zhimashan Bundled Small Hydropower Project in Gansu Province | New Dam/'Run of the River' | China | Switzerland (Climate Protection Invest AG) | At validation | Japan Consulting Institute | Goldstone Resource & Environment Technology Co., Ltd. | Small | 9 | - | 7 renewable | 38.955 | 2011-03-17 | 2009-07-10 | 2011-10-01 | Open for comment: 17/03/11 - 15/04/11 |  | AMS-I.D. ver. 16 | NO | No | Grid-connected power from other sources | Asia Pacific | [18 empty] | Switzerland |  |  | Active
5605 | Qinghai Nazixia 87MW Hydropower Project | New Dam | China | Sweden (Carbon Asset Management Sweden Pte Ltd. ) | Registered | DNV | CPI CARBON ASSET MANAGEMENT CO., LTD. | Large | 87 | 4.62 | 7 renewable | 229.711 | 2011-03-17 | 2009-11-25 | 2013-07-01 | Registered: 29/12/11 (23/03/12) | NC | ACM0002 ver. 12 | NO | Yes | Grid-connected power from other sources | Asia Pacific | [18 empty] | Sweden |  |  | Active
NYA | Manta Hydroelectric Power Plant | New Dam/'Run of the River' | Peru | - | At validation | DNV | Zero Emissions Technologies, S.A. | Large | 18.44 | - | 7 renewable | 75.338 | 2011-03-17 | 2011-03-15 | 2013-01-01 | Open for comment: 17/03/11 - 15/04/11 |  | ACM0002 ver. 12 | NO | No | Grid-connected power from other sources | Latin America | [18 empty] | - |  |  | Active
5637 | Guangxi Changtang Hydropower Project | New Dam/'Run of the River' | China | Switzerland (Climate Protection Invest AG) | Registered | RINA | Beijing Yongrijinglan Counsulting Co, Ltd. | Small | 9.13 | - | 7 renewable | 21.982 | 2011-03-16 | 2008-06-26 | 2012-01-01 | Registered: 18/01/12 (30/03/12) | NC | AMS-I.D. ver. 16 | NO | No | Grid-connected power from other sources | Asia Pacific | [18 empty] | Switzerland |  |  | Active
5215 | Yugong River 24MW Hydropower Project | New Dam/'Run of the River' | China | Sweden (Carbon Asset Management Sweden Pte.Ltd.) | Review requested | Lloyd’s | Tricorona Carbon Asset Management Sweden AB | Large | 24 | 536.9 | 7 renewable | 72.432 | 2011-03-11 | 2008-04-10 | 2012-01-01 | Review period: 28/01/12 - 24/02/12 | O | ACM0002 ver. 12 | NO | Yes | Grid-connected power from other sources | Asia Pacific | [18 empty] | Sweden |  |  | Active
5510 | Tsiazompaniry Hydropower Project in Madagascar | New Dam | Madagascar | France (ORBEO) | Registered | RINA | ORBEO + HENRI FRAISE FILS & CIE | Small | 5.25 | - | 10 fixed | 14.305 | 2011-03-09 | 2008-07-26 | 2011-10-01 | Registered: 17/12/11 (12/03/12) | NC | AMS-I.D. ver. 16 | NO | No | Grid-connected power from other sources | Africa & Middle East | [18 empty] | France |  |  | Active
5951 | Sunan bundled small hydropower project in Gansu Province + | New Dam/'Run of the River' | China | UK (MGM Carbon Portfolio, S.a r.l.) | Registered | TÜV-NORD | Gansu Huike Center for Technology Transferring on Resource and Environment | Small | 11.1 | - | 7 renewable | 28.542 | 2011-03-08 | 2007-11-19 | 2011-07-01 | Registered: 03/04/12 (30/05/12) | NC | AMS-I.D. ver. 16 | NO | No | Grid-connected power from other sources | Asia Pacific | [18 empty] | UK |  |  | Active
NYA | Gansu Hekou Hydropower Project | New Dam | China | UK (United Carbon Credits Limited) | At validation | DNV | Beijing MD Energy Technology Co.,Ltd. | Large | 74 | 40.88 | 7 renewable | 304.001 | 2011-03-03 | 2009-06-18 | 2011-07-01 | Open for comment: 03/03/11 - 01/04/11 |  | ACM0002 ver. 12 | NO | Yes | Grid-connected power from other sources | Asia Pacific | [18 empty] | UK |  |  | Active
NYA | Nanti Hydro Electric Power Project in Himachal Pradesh, India | New Dam/'Run of the River' | India | - | At validation | TÜV-NORD | Nanti Hydro Power Private Limited | Small | 12 | - | 7 renewable | 42.386 | 2011-03-02 | 2009-12-28 | 2014-04-01 | Open for comment: 02/03/11 - 31/03/11 |  | AMS-I.D. ver. 16 | NO | No | Grid-connected power from other sources | Asia Pacific | [18 empty] | - |  |  | Active
5378 | Tongdao County Laorongtan Hydropower Station Project | New Dam | China | Italy (Electrade S.p.A.) | Registered | TÜV-SÜD | Tongdao Dong Minority Autonomous County Tianhong Hydropower Development Co.,Ltd. | Small | 6 | 17.65 | 7 renewable | 20.118 | 2011-03-01 | 2008-07-01 | 2012-01-01 | Registered: 29/11/11 (24/02/12) | NC | AMS-I.D. ver. 16 | NO | No | Grid-connected power from other sources | Asia Pacific | [18 empty] | Italy |  |  | Active
NYA | Hydro-based power generation project by New Asian Infrastructure Development Private Limited in Maharashtra, India | Existing Dam | India | - | At validation | Lloyd’s | New Asian Infrastructure Development Private Limited | Small | 7 | - | 10 fixed | 12.509 | 2011-02-23 | 2010-12-09 | 2012-01-01 | Open for comment: 23/02/11 - 24/03/11 |  | AMS-I.D. ver. 16 | NO | No | Grid-connected power from other sources | Asia Pacific | [18 empty] | - |  |  | Active
NYA | Gansu Yumen Yueliangwan Second Cascade Hydropower Station Project | New Dam/'Run of the River' | China | UK (Eco-Frontier Carbon Partners Ltd.) | At validation | China Quality Certification Center | Caspervandertak Consulting + Gansu Tonghe Investment Project Consulting Co., Ltd. | Large | 17.1 | 855 | 7 renewable | 54.607 | 2011-02-22 | 2009-07-12 | 2012-01-01 | Open for comment: 22/02/11 - 23/03/11 |  | ACM0002 ver. 12 | NO | No | Grid-connected power from other sources | Asia Pacific | [18 empty] | UK |  |  | Active
5667 | Sichuan Langzhong City Baoning Hydropower Project | New Dam/'Run of the River' | China | Switzerland (Vitol.S.A) | Registered | Korean Foundation for Quality | Shanghai Yiqing Environmental Tecnology Co., Ltd. | Large | 120 | 12.16 | 7 renewable | 427.447 | 2011-02-19 | 2007-04-22 | 2011-10-01 | Registered: 23/02/12 (11/05/12) | NC | ACM0002 ver. 12 | NO | Yes | Grid-connected power from other sources | Asia Pacific | [18 empty] | Switzerland |  |  | Active
NYA | Sichuan Wusheng County Xiuguan Hydropower Project | New Dam | China | Switzerland (Vitol.S.A) | At validation | Korean Foundation for Quality | Shanghai Yiqing Environmental Tecnology Co., Ltd. | Large | 108 | 10.24 | 7 renewable | 334.933 | 2011-02-19 | 2007-03-23 | 2012-01-01 | Open for comment: 19/02/11 - 20/03/11 |  | ACM0002 ver. 12 | NO | Yes | Grid-connected power from other sources | Asia Pacific | [18 empty] | Switzerland |  |  | Active
4865 | Guizhou Louxiahe Small Hydropower Project | New Dam | China | Switzerland (Climate Protection Invest AG) | Registered | TÜV-Rheinland | Hunan CDM Project Service Centre | Small | 9 | - | 7 renewable | 23.456 | 2011-02-18 | 2009-01-20 | 2011-07-01 | Registered: 10/06/11 (02/09/11) | NC | AMS-I.D. ver. 16 | NO | No | Grid-connected power from other sources | Asia Pacific | [18 empty] | Switzerland |  |  | Active
NYA | Khe Bo Hydropower Project | New Dam/'Run of the River' | Vietnam | UK (Gazprom Marketing & Trading Singapore Pte. Ltd.) | At validation | Bureau Veritas Certification Holding SAS | Enecore Carbon Limite | Large | 100 | 10.5 | 10 fixed | 251.401 | 2011-02-17 | 2007-10-05 | 2011-09-01 | Open for comment: 17/02/11 - 18/03/11 |  | ACM0002 ver. 12 | NO | Yes | Grid-connected power from other sources | Asia Pacific | [18 empty] | UK |  |  | Active
NYA | Jinxing 24MW Hydropower Project in Minhe County of Qinghai Province, China | New Dam | China | UK (Climate Change Capital Carbon Fund II s.à r.l. + Climate Change Capital Carbon Managed Account Limited) | At validation | DNV | Gansu Huanzhou Information Technology Consultation Co., Ltd. | Large | 24 | 75 | 7 renewable | 88.642 | 2011-02-16 | 2006-12-04 | 2011-08-01 | Open for comment: 16/02/11 - 17/03/11 |  | ACM0002 ver. 12 | NO | Yes | Grid-connected power from other sources | Asia Pacific | [18 empty] | UK |  |  | Active
NYA | 13.5 MW Sonathi Small Hydro Electric Project | New Dam/'Run of the River' | India | - | At validation | TÜV-NORD | Sugnaneshwara Hydel Power Private Limited + IDBI Bank Limited | Small | 13.5 | - | 10 fixed | 29.184 | 2011-02-12 | 2009-07-29 | 2011-04-01 | Open for comment: 12/02/11 - 13/03/11 |  | AMS-I.D. ver. 16 | NO | No | Grid-connected power from other sources | Asia Pacific | [18 empty] | - |  |  | Active
NYA | Dapein(1) Hydropower Project in Union of Myanmar | New Dam | China + Myanmar | UK (Cleantec Development PCC) | At validation | Japan Consulting Institute | Beijing Haohua Rivers International Water Engineering Consulting Co., Ltd. | Large | 240 | 585 | 7 renewable | 677.937 | 2011-02-05 | 2008-06-26 | 2011-05-01 | Open for comment: 05/02/11 - 06/03/11 |  | ACM0002 ver. 12 | NO | Yes | Grid-connected power from other sources | Asia Pacific | [18 empty] | UK |  |  | Active
5276 | Shankouyan 12MW Small Hydropower Project in Pingxiang City, Jiangxi Province, China | New Dam | China | Japan (Mitsubishi Corporation) | Registered | Deloitte | Gaoxin Technical Development Co., Ltd. | Small | 12 | 11.5 | 7 renewable | 27.452 | 2011-02-04 | 2007-11-28 | 2011-09-01 | Registered: 21/12/11 (09/03/12) | NC | AMS-I.D. ver. 16 | NO | No | Grid-connected power from other sources | Asia Pacific | [18 empty] | Japan |  |  | Active
NYA | Mohu 17MW Hydropower Project in Huaiji County Guangdong Province, China | New Dam/'Run of the River' | China | Japan (Mitsubishi Corporation) | At validation | Deloitte | Gaoxin Technical Development Co., Ltd. | Large | 17 | 11.47 | 7 renewable | 43.583 | 2011-02-04 | 2009-05-26 | 2012-01-01 | Open for comment: 04/02/11 - 05/03/11 |  | ACM0002 ver. 12 | NO | No | Grid-connected power from other sources | Asia Pacific | [18 empty] | Japan |  |  | Active
4868 | Changning Kawan 18.9MW Hydroelectric Project | New Dam/'Run of the River' | China | Japan (Mitsubishi Corporation) | Registered | Deloitte | Yunnan CDM Center | Large | 18.9 | 1125 | 7 renewable | 64.4 | 2011-02-03 | 2007-11-06 | 2011-04-01 | Registered: 22/12/11 (14/03/12) | NC | ACM0002 ver. 12 | NO | No | Grid-connected power from other sources | Asia Pacific | [18 empty] | Japan |  |  | Active
NYA | Yunnan Binchuan County Qinshui River Xintian Hydropower Project | New Dam/'Run of the River' | China | UK (ACT Carbon Capital Ltd.) | At validation | TÜV-Rheinland | Accord Global Environment Technology (Beijing) Co., Ltd. | Small | 8 | - | 7 renewable | 17.918 | 2011-02-02 | 2009-10-01 | 2012-01-01 | Open for comment: 02/02/11 - 03/03/11 |  | ACM0002 ver. 12 AMS-I.D. ver. 16 | NO | No | Grid-connected power from other sources | Asia Pacific | [18 empty] | UK |  |  | Active
NYA | Yunnan Zhenyuan County Yuhe Hydropower Project | New Dam/'Run of the River' | China | UK (ACT Carbon Capital Ltd.) | At validation | TÜV-Rheinland | Accord Global Environment Technology (Beijing) Co., Ltd. | Small | 6 | 72 | 7 renewable | 19.896 | 2011-02-02 | 2009-10-20 | 2012-01-01 | Open for comment: 02/02/11 - 03/03/11 |  | ACM0002 ver. 12 AMS-I.D. ver. 16 | NO | No | Grid-connected power from other sources | Asia Pacific | [18 empty] | UK |  |  | Active
5442 | 7 MW Hydel Based Power Unit on River Jatashankari, Chhattisgarh | New Dam/'Run of the River' | India | - | Registered | DNV | Synergy Consortium | Small | 7 | - | 7 renewable | 22.993 | 2011-02-02 | 2010-06-29 | 2011-12-24 | Registered: 14/02/12 (02/05/12) | O | AMS-I.D. ver. 16 | NO | No | Grid-connected power from other sources | Asia Pacific | [18 empty] | - |  |  | Active
5798 | Sunan Baiquanmen I&II Bundle Small Hydropower Project in Gansu Province | New Dam/'Run of the River' | China | UK (Climate Corporation Emissions Trading GmbH) | Registered | DNV | Gansu Huike Center for Technology Transferring on Resource and Environment | Small | 12 | - | 7 renewable | 30.175 | 2011-02-01 | 2010-01-25 | 2012-01-01 | Registered: 21/02/12 (11/05/12) | NC | AMS-I.D. ver. 16 | NO | No | Grid-connected power from other sources | Asia Pacific | [18 empty] | UK |  |  | Active
5248 | Song Nhiem 3 Hydropower Project | New Dam | Vietnam | Switzerland (Vietnam Carbon Assets Ltd) | Registered | China Environmental United Certification Center Co., Ltd. | Energy and Environment Consultancy Joint Stock Company (VNEEC) | Small | 10 | 4.2 | 7 renewable | 19.502 | 2011-01-29 | 2010-07-19 | 2012-12-01 | Registered: 09/12/11 (02/03/12) | NC | ACM0002 ver. 12 | NO | No | Grid-connected power from other sources | Asia Pacific | [18 empty] | Switzerland |  |  | Active
5631 | Dak Srong 3B Hydropower Project | New Dam/'Run of the River' | Vietnam | Switzerland (Bunge Emissions Holdings Sarl) | Req. registration | Korea Energy Management Corporation (KEMCO) | Kyoto Energy Pte. Ltd. | Large | 19.5 | 25.32 | 7 renewable | 42.405 | 2011-01-29 | 2010-07-05 | 2011-12-01 | Review period: 12/05/12 - 08/06/12 | NC | ACM0002 ver. 12 | NO | No | Grid-connected power from other sources | Asia Pacific | [18 empty] | Switzerland |  |  | Active
NYA | 15 MW Small Hydro Electric Project in State of Orissa | New Dam/'Run of the River' | India | - | At validation | DNV | Pallavi Power & Mines Limited | Small | 15 | - | 7 renewable | 44.119 | 2011-01-29 | 2009-07-10 | 2013-01-01 | Open for comment: 29/01/11 - 27/02/11 |  | AMS-I.D. ver. 16 | NO | No | Grid-connected power from other sources | Asia Pacific | [18 empty] | - |  |  | Active
5164 | Nam Hong Hydropower Project | New Dam/'Run of the River' | Vietnam | Switzerland (Vietnam Carbon Assets Ltd.) | Registered | China Environmental United Certification Center Co., Ltd. | Energy and Environment Consultancy Joint Stock Company (VNEEC) | Large | 16 | Nam Hong 1, 588.2; Nam Hong 2, 800; | 7 renewable | 35.961 | 2011-01-29 | 2010-06-01 | 2011-12-01 | Registered: 02/09/11 (07/12/11) | NC | ACM0002 ver. 12 | NO | No | Grid-connected power from other sources | Asia Pacific | [18 empty] | Switzerland |  |  | Active
NYA | Dam Bol-Da Teh Hydropower Project | New Dam/'Run of the River' | Vietnam | UK (Gazprom Marketing & Trading Singapore Pte. Ltd.) | At validation | Bureau Veritas Certification Holding SAS | Enecore Carbon Limited (Hanoi) | Small | 9.6 | 853.64 | 7 renewable | 24.394 | 2011-01-28 | 2010-01-02 | 2011-08-01 | Open for comment: 28/01/11 - 26/02/11 |  | AMS-I.D. ver. 16 | NO | No | Grid-connected power from other sources | Asia Pacific | [18 empty] | UK |  |  | Active
5084 | Shaanxi Province Zhenping County Anningdu Hydropower Project | New Dam/'Run of the River' | China | UK (Arreon Carbon UK Limited) | Registered | TÜV-SÜD | Arreon Carbon UK Limited + Shaanxi Zhenping County Guihua Hydro Energy Limited Company | Large | 20 | 232.56 | 7 renewable | 55.057 | 2011-01-27 | 2010-01-20 | 2012-01-01 | Registered: 10/08/11 (24/10/11) | NC | ACM0002 ver. 12 | NO | No | Grid-connected power from other sources | Asia Pacific | [18 empty] | UK |  |  | Active
5857 | Taohe Shangchuan Hydropower Project | New Dam/'Run of the River' | China | Germany (GETEC Climate Projects GmbH) | Registered | China Quality Certification Center | Caspervandertak Consulting + Gansu Tonghe Investment Project Consulting Co., Ltd. | Small | 12 | 989 | 7 renewable | 48.365 | 2011-01-26 | 2009-12-29 | 2012-01-01 | Registered: 13/03/12 (18/05/12) | NC | AMS-I.D. ver. 16 | NO | No | Grid-connected power from other sources | Asia Pacific | [18 empty] | Germany |  |  | Active
5014 | Gansu Taohe Jili Hydropower Project | New Dam/'Run of the River' | China | Switzerland (BUNGE EMISSIONS HOLDINGS SARL) | Registered | Japan Quality Assurance Organisation | Sinocarbon Innovation & Investment Co.,Ltd. | Large | 20 | 65 | 10 fixed | 63.682 | 2011-01-26 | 2009-06-25 | 2011-11-01 | Registered: 15/09/11 (30/11/11) | NC | ACM0002 ver. 12 | NO | No | Grid-connected power from other sources | Asia Pacific | [18 empty] | Switzerland |  |  | Active
5134 | Ganluo Camp Hydropower Project | New Dam/'Run of the River' | China | Sweden (Carbon Asset Management Sweden Pte Ltd ) | Registered | Lloyd’s | College of Environmental Science and Engineering, Hunan University | Large | 24.8 | 2409.17 | 7 renewable | 91.126 | 2011-01-25 | 2009-09-01 | 2012-01-01 | Registered: 24/08/11 (25/11/11) | NC | ACM0002 ver. 12 | NO | Yes | Grid-connected power from other sources | Asia Pacific | [18 empty] | Sweden |  |  | Active
NYA | Fiji Nadarivatu Hydropower Project | New Dam/'Run of the River' | Fiji | - | At validation | Japan Consulting Institute | IT Power Ltd | Large | 41.8 | 464.44 | 7 renewable | 51.459 | 2011-01-24 | 2008-09-01 | 2011-09-01 | Open for comment: 24/01/11 - 22/02/11 |  | ACM0002 ver. 12 | NO | Yes | Grid-connected power from other sources | Asia Pacific | [18 empty] | - |  |  | Active
NYA | Anning River Wa'nao Hydropower Station in Xichang City Liangshan Prefecture | New Dam | China | UK (Gazprom Marketing & Trading Singapore Pte. Ltd) | At validation | DNV | Shanghai Jingyi Investment Management Co.,Ltd. | Large | 33 | 50.77 | 7 renewable | 116.684 | 2011-01-22 | 2008-06-01 | 2012-01-01 | Open for comment: 22/01/11 - 20/02/11 |  | ACM0002 ver. 12 | NO | Yes | Grid-connected power from other sources | Asia Pacific | [18 empty] | UK |  |  | Active
5740 | 3 MW Hydro Power Project by Oreva Energy Pvt. Ltd | New Dam | India | - | Registered | SGS | Gensol Consultants Pvt. Ltd. | Small | 3 | - | 10 fixed | 10.263 | 2011-01-21 | 2009-12-24 | 2011-09-01 | Registered: 01/02/12 (23/04/12) | NC | AMS-I.D. ver. 16 | NO | No | Grid-connected power from other sources | Asia Pacific | [18 empty] | - |  |  | Active
NYA | Rongnichu Hydroelectric Project (RHEP), India | New Dam/'Run of the River' | India | - | At validation | TÜV-NORD | Perenia Carbon India Pvt. Ltd. | Large | 96 | 897 | 7 renewable | 317.737 | 2011-01-21 | 2010-06-14 | 2014-01-01 | Open for comment: 21/01/11 - 19/02/11 |  | ACM0002 ver. 12 | NO | Yes | Grid-connected power from other sources | Asia Pacific | [18 empty] | - |  |  | Active
NYA | Hydro power project at Darjeeling, West Bengal, India | New Dam/'Run of the River' | India | - | At validation | SGS | PCM Hydel Power Corporation Limited | Small | 7.5 | - | 10 fixed | 21.622 | 2011-01-20 | 2010-05-17 | 2011-10-01 | Open for comment: 20/01/11 - 18/02/11 |  | AMS-I.D. ver. 16 | NO | No | Grid-connected power from other sources | Asia Pacific | [18 empty] | - |  |  | Active
5454 | Yunnan Tengchong County Hehua Bundled Hydropower Project (Ganzhezhai Project and Yinhe Project) | New Dam/'Run of the River' | China | UK (Eco-Frontier Carbon Partners Limited) | Registered | TÜV-Rheinland | ACT Global Environment Technology (Beijing) Co., Ltd. | Small | 14.4 | - | 7 renewable | 46.732 | 2011-01-19 | 2010-02-25 | 2011-07-01 | Registered: 08/12/11 (02/03/12) | NC | AMS-I.D. ver. 16 | NO | No | Grid-connected power from other sources | Asia Pacific | [18 empty] | UK |  |  | Active
5047 | Gansu Province Yangtian 3.2MW Small-Scale Hydropower Project | New Dam/'Run of the River' | China | Germany (GETEC Climate Projects GmbH) | Registered | Japan Consulting Institute | Beijing GreenFuture New Energy Investment & Management Co., Ltd. | Small | 3.2 | - | 7 renewable | 14.391 | 2011-01-18 | 2007-04-03 | 2011-07-01 | Registered: 28/10/11 (17/02/12) | NC | AMS-I.D. ver. 16 | NO | No | Grid-connected power from other sources | Asia Pacific | [18 empty] | Germany |  |  | Active
5107 | Gansu Province Yangtian and Hanjiashan Bundled 4.89MW Small Hydropower Project | New Dam/'Run of the River' | China | Germany (GETEC Climate Projects GmbH) | Registered | Japan Consulting Institute | Beijing GreenFuture New Energy Investment & Management Co., Ltd. | Small | 4.89 | - | 7 renewable | 19.987 | 2011-01-18 | 2007-04-03 | 2011-07-01 | Registered: 27/12/11 (23/03/12) | NC | AMS-I.D. ver. 16 | NO | No | Grid-connected power from other sources | Asia Pacific | [18 empty] | Germany |  |  | Active
5108 | Gansu Province Qingshuihe and Wangmo Bundled 3.99MW Small Hydropower Project | New Dam/'Run of the River' | China | Germany (GETEC Climate Projects GmbH) | Registered | Japan Consulting Institute | Beijing GreenFuture New Energy Investment & Management Co., Ltd. | Small | 3.99 | - | 7 renewable | 18.87 | 2011-01-18 | 2007-01-06 | 2011-07-01 | Registered: 30/11/11 (28/02/12) | NC | AMS-I.D. ver. 16 | NO | No | Grid-connected power from other sources | Asia Pacific | [18 empty] | Germany |  |  | Active
5247 | Sichuan Province Dayan River 4th Level Hydropower Project | New Dam/'Run of the River' | China | Germany (GETEC Climate Projects GmbH) | Registered | Japan Consulting Institute | Beijing GreenFuture New Energy Investment & Management Co., Ltd. | Small | 5 | - | 7 renewable | 17.532 | 2011-01-15 | 2010-04-14 | 2011-07-01 | Registered: 07/10/11 (20/12/11) | NC | AMS-I.F. AMS-I.D. ver. 16 | NO | No | Grid-connected power from other sources | Asia Pacific | [18 empty] | Germany |  |  | Active
5385 | Yunnan Pingbian Baifu Hydropower Project | New Dam | China | Spain (Endesa Carbono S.L.) | Registered | Spanish Association for Standardisation and Certification | Additional Consulting and Engineering | Small | 5 | 5814 | 7 renewable | 13.44 | 2011-01-14 | 2010-06-01 | 2011-07-01 | Registered: 02/11/11 (16/01/12) | NC | AMS-I.D. ver. 16 | NO | No | Grid-connected power from other sources | Asia Pacific | [18 empty] | Spain |  |  | Active
NYA | Hunan Yuanling Yixi River Hydropower project | New Dam/'Run of the River' | China | UK (Gazprom Marketing & Trading Singapore Pte. Ltd.) | At validation | Germanischer Lloyd Certification GmbH | Karbon Energy Investment and Consulting Co., Ltd. | Large | 20.4 | 5.93; 7.29; 10.25; 10.09; 12.79 | 7 renewable | 42.855 | 2011-01-14 | 2009-07-26 | 2011-07-01 | Open for comment: 14/01/11 - 12/02/11 |  | ACM0002 ver. 12 | NO | Yes | Grid-connected power from other sources | Asia Pacific | [18 empty] | UK |  |  | Active
NYA | Yunnan Yujing Cascade I Hydropower Project | New Dam/'Run of the River' | China | Switzerland ( Vitol S.A) | At validation | TÜV-Rheinland | Goldchina Consultancy International Co., Ltd | Small | 5 | - | 7 renewable | 9.361 | 2011-01-14 | 2010-06-01 | 2012-01-01 | Open for comment: 14/01/11 - 12/02/11 |  | AMS-I.F. AMS-I.D. ver. 16 | NO | No | Grid-connected power from other sources | Asia Pacific | [18 empty] | Switzerland |  |  | Active
NYA | Yunnan Yujing Cascade II Hydropower Project | New Dam/'Run of the River' | China | Switzerland (Vitol S.A.) | At validation | TÜV-Rheinland | Goldchina Consultancy International Co., Ltd. | Small | 15 | - | 7 renewable | 37.532 | 2011-01-14 | 2010-06-01 | 2012-01-01 | Open for comment: 14/01/11 - 12/02/11 |  | AMS-I.F. AMS-I.D. ver. 16 | NO | No | Grid-connected power from other sources | Asia Pacific | [18 empty] | Switzerland |  |  | Active
NYA | Salto Cafesoca Small Hydropower Project + | New Dam/'Run of the River' | Brazil | - | At validation | TÜV NORD | Voltalia SA | Small | 7.5 | - | 7 renewable | 47.829 | 2011-01-11 | 2011-06-01 | 2013-01-01 | Open for comment: 11/01/11 - 09/02/11 |  | AMS-I.F. | NO | No | Diesel Power Generation | Latin America | [18 empty] | - |  |  | Active
NYA | Jongini Hydro Electric Power project in Himachal Pradesh, India | New Dam/'Run of the River' | India | - | At validation | TÜV NORD | Gangdari Hydro Power Private Limited | Small | 12 | - | 10 fixed | 39.69 | 2011-01-11 | 2010-01-04 | 2014-04-01 | Open for comment: 11/01/11 - 09/02/11 |  | AMS-I.D. ver. 16 | NO | No | Grid-connected power from other sources | Asia Pacific | [18 empty] | - |  |  | Active
NYA | Yen Thang Hydropower Plant Project | New Dam | Vietnam | Switzerland (RWE Supply & Trading Switzerland S.A.) | At validation | TÜV NORD | Hanam Carbon/Caspervandertak Consulting | Small | 11 | 19.3 | 7 renewable | 25.142 | 2011-01-10 | 2010-02-24 | 2012-03-01 | Open for comment: 10/01/11 - 08/02/11 |  | AMS-I.D. ver. 16 | NO | No | Grid-connected power from other sources | Asia Pacific | [18 empty] | Switzerland |  |  | Active
NYA | Suoi Trang Hydropower Plant, Vietnam | New Dam | Vietnam | Switzerland (ecotawa AG) | At validation | Swiss Association for Quality and Management Systems | ecotawa AG | Small | 2.7 | 27.6 | 7 renewable | 5.734 | 2011-01-08 | 2008-07-01 | 2011-10-01 | Open for comment: 08/01/11 - 06/02/11 |  | AMS-I.D. ver. 16 | NO | No | Grid-connected power from other sources | Asia Pacific | [18 empty] | Switzerland |  |  | Active
NYA | Pao Cu Sang Hydropower Plant, Vietnam | New Dam | Vietnam | Switzerland (ecotawa AG) | At validation | Swiss Association for Quality and Management Systems | ecotawa AG | Small | 10.5 | - | 7 renewable | 21.617 | 2011-01-08 | 2011-07-01 | 2013-09-01 | Open for comment: 08/01/11 - 06/02/11 |  | AMS-I.D. ver. 16 | NO | No | Grid-connected power from other sources | Asia Pacific | [18 empty] | Switzerland |  |  | Active
5595 | Yunnan Jiduhe Cascade IV Hydropower Project | New Dam/'Run of the River' | China | Switzerland (Vitol S. A.) | Registered | TÜV Rheinland | Dr. Zheng Zhaoning | Small | 12.6 | 6297 | 7 renewable | 35.753 | 2011-01-06 | 2007-07-28 | 2011-07-01 | Registered: 15/02/12 (04/05/12) | NC | AMS-I.D. ver. 16 | NO | No | Grid-connected power from other sources | Asia Pacific | [18 empty] | Switzerland |  |  | Active
5601 | Ta Loi 3 Hydropower Project | New Dam/'Run of the River' | Vietnam | Switzerland (Vitol S.A.) | Registered | Korea Energy Management Corporation (KEMCO) | Kyoto Energy Pte. Ltd. | Small | 7.5 | 93.75 | 7 renewable | 17.106 | 2011-01-06 | 2010-01-05 | 2011-11-30 | Registered: 17/02/12 (03/05/12) | NC | AMS-I.D. ver. 16 | NO | No | Grid-connected power from other sources | Asia Pacific | [18 empty] | Switzerland |  |  | Active
5967 | Lang Bang Hydropower Project | New Dam/'Run of the River' | Vietnam | Switzerland (Bunge Emissions Holdings Sarl) | Req. registration | Korea Energy Management Corporation (KEMCO) | Kyoto Energy Pte. Ltd | Small | 3.6 | - | 7 renewable | 7.931 | 2011-01-06 | 2010-02-02 | 2011-09-01 | Review period: 16/05/12 - 12/06/12 | NC | AMS-I.D. ver. 16 | NO | No | Grid-connected power from other sources | Asia Pacific | [18 empty] | Switzerland |  |  | Active
5191 | Van Chan Hydropower Project | New Dam | Vietnam | Switzerland (Vitol S.A.) | Registered | Korea Energy Management Corporation (KEMCO) | Kyoto Energy Pte. Ltd. | Large | 57 | 150 | 7 renewable | 144.833 | 2011-01-06 | 2009-08-31 | 2012-01-01 | Registered: 18/11/11 (09/02/12) | NC | ACM0002 ver. 12 | NO | Yes | Grid-connected power from other sources | Asia Pacific | [18 empty] | Switzerland |  |  | Active
5970 | Nam Cat Hydropower Project | New Dam | Vietnam | Switzerland (Bunge Emissions Holdings Sarl) | Registered | Korea Energy Management Corporation (KEMCO) | Kyoto Energy Pte. Ltd. | Small | 5 | 524 | 7 renewable | 10.145 | 2011-01-06 | 2010-02-05 | 2012-01-01 | Registered: 29/03/12 (21/05/12) | NC | AMS-I.D. ver. 16 | NO | No | Grid-connected power from other sources | Asia Pacific | [18 empty] | Switzerland |  |  | Active
NYA | Sichuan Province Aba Prefecture Li County Laojungou Hydroelectric Project | New Dam/'Run of the River' | China | UK (EcoSecurities International Limited) | At validation | Korean Foundation for Quality | EcoSecurities International Limite | Large | 30 | - | 7 renewable | 96.005 | 2011-01-05 | 2007-07-05 | 2012-01-01 | Open for comment: 05/01/11 - 03/02/11 |  | ACM0002 ver. 12 | NO | Yes | Grid-connected power from other sources | Asia Pacific | [18 empty] | UK |  |  | Active
5600 | Da Dang 2 Hydropower Project | New Dam | Vietnam | Netherlands (Vattenfall Energy Trading Netherlands N.V.) | Registered | Japan Consulting Institute | RCEE Energy and Environment Joint Stock Company | Large | 34 | 109.68 | 7 renewable | 86.069 | 2011-01-05 | 2007-01-25 | 2011-07-01 | Registered: 13/03/12 (22/05/12) | NC | ACM0002 ver. 12 | NO | Yes | Grid-connected power from other sources | Asia Pacific | [18 empty] | Netherlands |  |  | Active
4974 | Song Tranh 3 Hydropower Project | New Dam | Vietnam | Switzerland (Vietnam Carbon Assets Ltd.) | Registered | DNV | Energy and Environment Consultancy Joint Stock Company (VNEEC) | Large | 62 | 19.4 | 7 renewable | 131.645 | 2010-12-24 | 2010-06-22 | 2013-01-01 | Registered: 28/10/11 (28/12/11) | NC | ACM0002 ver. 12 | NO | Yes | Grid-connected power from other sources | Asia Pacific | [18 empty] | Switzerland |  |  | Active
NYA | La Yesca Hydroelectric Power Plant | New Dam | Mexico | - | At validation | Spanish Association for Standardisation and Certification | DEUMAN, Energy and Climate Change consultant | Large | 750 | 22.46 | 7 renewable | 576.754 | 2010-12-23 | 2007-09-21 | 2012-04-01 | Open for comment: 23/12/10 - 21/01/11 |  | ACM0002 ver. 12 | NO | Yes | Grid-connected power from other sources | Latin America | [18 empty] | - |  |  | Active
5298 | Hainan Nanzhonghe II & III Bundled Hydropower Project | New Dam | China | UK (Climate Bridge Ltd.) | Registered | Germanischer Lloyd Certification GmbH | Climate Bridge Ltd. | Large | 16 | 108.6 | 7 renewable | 34.831 | 2010-12-23 | 2008-03-10 | 2011-03-01 | Registered: 23/11/11 (11/01/12) | NC | ACM0002 ver. 12 | NO | No | Grid-connected power from other sources | Asia Pacific | [18 empty] | UK |  |  | Active
NYA | Kangding Longtou Hydro Power Project | New Dam | China | UK (CF Carbon Fund II Limited) | At validation | TÜV-Rheinland | SinoEnergy Development New Energy Tech Co.,Ltd. | Large | 24 | 40.7 | 7 renewable | 86.821 | 2010-12-23 | 2010-09-18 | 2012-01-01 | Open for comment: 23/12/10 - 21/01/11 |  | ACM0002 ver. 12 | NO | Yes | Grid-connected power from other sources | Asia Pacific | [18 empty] | UK |  |  | Active
NYA | Kangding Lianghekou Hydro Power Project | New Dam/'Run of the River' | China | UK (CF Carbon Fund II Limited) | At validation | TÜV-Rheinland | SinoEnergy Development New Energy Tech Co.,Ltd. | Large | 24 | 40.7 | 7 renewable | 91.819 | 2010-12-23 | 2010-09-18 | 2012-01-01 | Open for comment: 23/12/10 - 21/01/11 |  | ACM0002 ver. 12 | NO | Yes | Grid-connected power from other sources | Asia Pacific | [18 empty] | UK |  |  | Active
5426 | Yunnan Baoshan Baihuashu Hydropower Bundled Project | New Dam/'Run of the River' | China | UK (Eco-Frontier Carbon Partners Limited) | Registered | TÜV-Rheinland | Beijing Yumu Consulting Co., Ltd. | Small | 6.06 | - | 7 renewable | 24.567 | 2010-12-22 | 2008-03-18 | 2011-07-01 | Registered: 31/01/12 (17/04/12) | NC | AMS-I.D. ver. 16 | NO | No | Grid-connected power from other sources | Asia Pacific | [18 empty] | UK |  |  | Active
NYA | Dak Nir Hydropower Project | New Dam | Vietnam | Germany (Statkraft Markets GmbH) | At validation | DNV | Carbonium | Small | 6.5 | 833 | 7 renewable | 15.574 | 2010-12-22 | 2009-12-09 | 2011-03-01 | Open for comment: 22/12/10 - 20/01/11 |  | AMS-I.D. ver. 16 | NO | No | Grid-connected power from other sources | Asia Pacific | [18 empty] | Germany |  |  | Active
NYA | Shaanxi Baituling 49MW Hydropower Project | New Dam | China | Netherlands (Baraka Global Advisors) | At validation | TÜV-Rheinland | AGT Environment Technology Co., Ltd. | Large | 49 | 42 | 7 renewable | 132.227 | 2010-12-17 | 2010-01-18 | 2012-11-01 | Open for comment: 17/12/10 - 15/01/11 |  | ACM0002 ver. 12 | NO | Yes | Grid-connected power from other sources | Asia Pacific | [18 empty] | Netherlands |  |  | Active
5189 | Song Chay 5 Hydropower project | New Dam | Vietnam | UK (Camco Carbon Southeast Asia Ltd.) | Registered | Korea Energy Management Corporation (KEMCO) | Camco Carbon Southeast Asia Ltd | Large | 16 | 33.195 | 10 fixed | 34.156 | 2010-12-17 | 2010-05-10 | 2012-01-01 | Registered: 28/11/11 (17/02/12) | NC | ACM0002 ver. 12 | NO | No | Grid-connected power from other sources | Asia Pacific | [18 empty] | UK |  |  | Active
5295 | Anjiang Hydropower Project in Hunan Province | New Dam | China | UK (CF Carbon Fund II Limited) | Registered | Japan Consulting Institute | Beijing Haohua Rivers International Water Engineering Consulting Co., Ltd. | Large | 140 | 13.5 | 7 renewable | 465.018 | 2010-12-16 | 2010-04-28 | 2012-05-01 | Registered: 04/10/11 (27/12/11) | NC | ACM0002 ver. 12 | NO | Yes | Grid-connected power from other sources | Asia Pacific | [18 empty] | UK |  |  | Active
NYA | Sumez Hydro Electric Power Project in Himachal Pradesh, India | New Dam | India | - | At validation | TÜV-NORD | Ranga Raju Warehousing Private Limited | Small | 14 | - | 7 renewable | 47.307 | 2010-12-15 | 2009-10-07 | 2012-04-01 | Open for comment: 15/12/10 - 13/01/11 |  | AMS-I.D. ver. 16 | NO | No | Grid-connected power from other sources | Asia Pacific | [18 empty] | - |  |  | Active
NYA | Tuobeiqu First and Second Cascade Bundled Project in Xinjiang Uygur Autonomous Region, China | New Dam | China | UK (CF Carbon Fund II Limited) | At validation | Japan Consulting Institute | Beijing Haohua Rivers International Water Engineering Consulting Co., Ltd. | Small | 3.4 | - | 7 renewable | 14.152 | 2010-12-14 | 2011-01-01 | 2011-10-01 | Open for comment: 14/12/10 - 12/01/11 |  | AMS-I.D. ver. 16 | NO | No | Grid-connected power from other sources | Asia Pacific | [18 empty] | UK |  |  | Active
NYA | Sonawade Small Hydro Power Project | Existing Dam | India | - | At validation | Lloyd’s | Mahati Hydro Power Projects Private Limited | Small | 4 | - | 7 renewable | 11.374 | 2010-12-14 | 2008-06-12 | 2011-04-01 | Open for comment: 14/12/10 - 12/01/11 |  | AMS-I.D. ver. 16 | NO | No | Grid-connected power from other sources | Asia Pacific | [18 empty] | - |  |  | Active
NYA | Veer (NLBC) Small Hydro Power Project | Existing Dam | India | - | At validation | Lloyd’s | Mahati Hydro Power Projects Private Limited | Small | 4.8 | - | 7 renewable | 9.301 | 2010-12-14 | 2009-07-18 | 2011-04-01 | Open for comment: 14/12/10 - 12/01/11 |  | AMS-I.D. ver. 16 | NO | No | Grid-connected power from other sources | Asia Pacific | [18 empty] | - |  |  | Active
NYA | Santa Cruz III Hydroelectric Power Plant | New Dam/'Run of the River' | Peru | Spain (Endesa Carbono S.L.) | At validation | Spanish Association for Standardisation and Certification | EndesaCarbono S.L. | Small | 3 | 34125.81 | 7 renewable | 10.394 | 2010-12-14 | 2010-08-10 | 2012-07-01 | Open for comment: 14/12/10 - 12/01/11 |  | ACM0002 ver. 12 | NO | No | Grid-connected power from other sources | Latin America | [18 empty] | Spain |  |  | Active
NYA | Small hydro power project by PHPPL, India | New Dam/'Run of the River' | India | - | At validation | Bureau Veritas Certification Holding SAS | Prodigy Hydro Power Private Limited (PHPPL) | Small | 6 | - | 7 renewable | 21.256 | 2010-12-12 | 2010-07-27 | 2013-07-01 | Open for comment: 12/12/10 - 10/01/11 |  | AMS-I.D. ver. 16 | NO | No | Grid-connected power from other sources | Asia Pacific | [18 empty] | - |  |  | Active
NYA | Huong Son Hydropower Project | New Dam/'Run of the River' | Vietnam | - | At validation | TÜV-Rheinland | Investment and Trade Consultancy Company Limited (INTRACO Co., Ltd.) | Large | 33 | 68.75 | 10 fixed | 74.795 | 2010-12-11 | 2008-07-15 | 2011-07-01 | Open for comment: 11/12/10 - 09/01/11 |  | ACM0002 ver. 12 | NO | Yes | Grid-connected power from other sources | Asia Pacific | [18 empty] | - |  |  | Active
NYA | Ia H’Rung and Chu Prong Hydropower Project | New Dam | Vietnam | - | At validation | TÜV-Rheinland | Investment and Trade Consultancy Company Limited (INTRACO Co., Ltd.) | Small | 8.25 | Ia H’Rung, 42.13; Chu Prong, 15.76 | 10 fixed | 23.034 | 2010-12-11 | 2009-12-11 | 2011-07-01 | Open for comment: 11/12/10 - 09/01/11 |  | AMS-I.D. ver. 16 | NO | No | Grid-connected power from other sources | Asia Pacific | [18 empty] | - |  |  | Active
NYA | Bao Loc Hydropower Plant Project | New Dam/'Run of the River' | Vietnam | UK (Carbon & Energy Capital Co., Ltd) | At validation | Korea Environment Corporation | Carbon & Energy Capital Co., Ltd | Large | 24.5 | 14.08 | 7 renewable | 59.409 | 2010-12-10 | 2010-07-11 | 2012-01-01 | Open for comment: 10/12/10 - 08/01/11 |  | ACM0002 ver. 12 | NO | Yes | Grid-connected power from other sources | Asia Pacific | [18 empty] | UK |  |  | Active
NYA | 4.5 MW Sechi grid-connected hydro electric project in Himachal Pradesh | New Dam/'Run of the River' | India | Netherlands (IFC-Netherlands Carbon Facility (INCaF)) | At validation | Bureau Veritas Certification Holding SAS | Ascent Hydro Projects Limited | Small | 4.5 | - | 7 renewable | 17.723 | 2010-12-07 | 2007-02-20 | 2011-06-01 | Open for comment: 07/12/10 - 05/01/11 |  | AMS-I.D. ver. 16 | NO | No | Grid-connected power from other sources | Asia Pacific | [18 empty] | Netherlands |  |  | Active
NYA | DONGO Hydroelectric Project | New Dam/'Run of the River' | Chile | - | At validation | DNV | HATCH | Small | 6 | - | 7 renewable | 19.516 | 2010-12-07 | 2008-04-14 | 2011-01-01 | Open for comment: 07/12/10 - 05/01/11 |  | AMS-I.D. ver. 16 | NO | No | Grid-connected power from other sources | Latin America | [18 empty] | - |  |  | Active
NYA | La Arena Small Hydro, Chile | New Dam/'Run of the River' | Chile | - | At validation | DNV | HATCH | Small | 3 | - | 7 renewable | 9.24 | 2010-12-07 | 2010-02-09 | 2011-06-01 | Open for comment: 07/12/10 - 05/01/11 |  | AMS-I.D. ver. 16 | NO | No | Grid-connected power from other sources | Latin America | [18 empty] | - |  |  | Active
NYA | Nam Na 2 Hydropower Project | New Dam | Vietnam | UK (Camco Carbon Southeast Asia Ltd. ) | At validation | Korea Energy Management Corporation (KEMCO) | Camco Carbon Southeast Asia Ltd. | Large | 66 | 43.71 | 10 fixed | 152.757 | 2010-12-07 | 2010-04-08 | 2012-01-01 | Open for comment: 07/12/10 - 05/01/11 |  | ACM0002 ver. 12 | NO | Yes | Grid-connected power from other sources | Asia Pacific | [18 empty] | UK |  |  | Active
NYA | Deqin County Cizhong River Hydropower Project | New Dam | China | Switzerland (Arcadia Energy (Suisse) S.A. ) | At validation | Korean Foundation for Quality | Lechang Wu, Beijing Yongrijinglan Consulting Co., Ltd | Large | 24 | 3495 | 7 renewable | 81.193 | 2010-12-04 | 2008-06-19 | 2012-01-01 | Open for comment: 04/12/10 - 02/01/11 |  | ACM0002 ver. 12 | NO | Yes | Grid-connected power from other sources | Asia Pacific | [18 empty] | Switzerland |  |  | Active
5419 | Hunan Tongxi Small Hydropower Project | New Dam/'Run of the River' | China | UK (Gazprom Marketing & Trading Singapore Pte. Ltd.) | Registered | DNV | Karbon Energy Investment and Consulting Co., Ltd | Small | 8.2 | Upstream, 11.59; downstream, 17.0; | 7 renewable | 23.577 | 2010-12-04 | 2009-10-15 | 2011-04-01 | Registered: 18/11/11 (10/02/12) | NC | AMS-I.D. ver. 16 | NO | No | Grid-connected power from other sources | Asia Pacific | [18 empty] | UK |  |  | Active
NYA | Sichuan Jiulong County Taka Hydropower Project | New Dam | China | UK Gazprom Marketing & Trading Ltd) | At validation | DNV | Shanghai Yiqing Environmental Technology Co., LTD | Large | 110 | 1906 | 7 renewable | 332.446 | 2010-12-03 | 2008-10-25 | 2011-01-01 | Open for comment: 03/12/10 - 01/01/11 |  | ACM0002 ver. 12 | NO | Yes | Grid-connected power from other sources | Asia Pacific | [18 empty] | UK |  |  | Active
5627 | Guizhou Qingshuihe Maojiahe Hydropower Project | New Dam | China | Sweden (Carbon Asset Management Sweden Pte Ltd) | Registered | DNV | CPI CARBON ASSET MANAGEMENT CO., LTD. | Large | 180 | 395 | 7 renewable | 463.157 | 2010-12-03 | 2009-10-29 | 2012-01-01 | Registered: 03/01/12 (29/03/12) | NC | ACM0002 ver. 12 | NO | Yes | Grid-connected power from other sources | Asia Pacific | [18 empty] | Sweden |  |  | Active
NYA | K-water small hydro power plant project (V) | Existing Dam | Republic of Korea | - | At validation | Korea Energy Management Corporation (KEMCO) | Korea Water Resources Corporation (K-water) + RCC Co., Ltd | Small | 1.29 | - | 10 fixed | 3.114 | 2010-12-03 | 2009-12-14 | 2012-01-01 | Open for comment: 03/12/10 - 01/01/11 |  | AMS-I.D. ver. 16 | NO | No | Grid-connected power from other sources | Asia Pacific | [18 empty] | - |  |  | Active
NYA | PCC Hydro Climate Conservation Macedonia | New Dam/'Run of the River' | The former Yugoslav Republic of Macedonia | Germany (PCC DEG Renewables GmbH) | At validation | TÜV-Rheinland | Bayerische Landesbank | Small | 4 | - | 7 renewable | 16.289 | 2010-12-02 | 2010-04-15 | 2012-01-01 | Open for comment: 02/12/10 - 31/12/10 |  | AMS-I.D. ver. 16 | NO | No | Grid-connected power from other sources | Europe | [18 empty] | Germany |  |  | Active
NYA | Jurumirim Hydroelectric Plant | New Dam/'Run of the River' | Brazil | - | At validation | Bureau Veritas Certification Holding SAS | Carbon Management Consulting Ltd | Large | 17.5 | 12 | 7 renewable | 12.303 | 2010-12-02 | 2007-07-11 | 2012-12-01 | Open for comment: 02/12/10 - 31/12/10 |  | ACM0002 ver. 12 | NO | No | Grid-connected power from other sources | Latin America | [18 empty] | - |  |  | Active
NYA | Serra dos Cavalinhos II Small Hydroelectric Power Plant - Brookfield Energética S/A (BESA) Project Activity | New Dam/'Run of the River' | Brazil | - | At validation | Bureau Veritas Certification Holding SAS | Carbon Management Consulting Ltd. | Large | 29 | 37.18 | 7 renewable | 23.775 | 2010-12-02 | 2008-09-11 | 2012-05-01 | Open for comment: 02/12/10 - 31/12/10 |  | ACM0002 ver. 12 | NO | Yes | Grid-connected power from other sources | Latin America | [18 empty] | - |  |  | Active
5539 | Xieka Hydropower Project in Jiulong County | New Dam | China | Netherlands (Deutsche Bank AG, London Branch) | Registered | TÜV-NORD | Redox International Consulting (Peking) Co. Ltd. | Large | 135 | 61.3 | 7 renewable | 421.82 | 2010-11-26 | 2009-08-19 | 2012-02-01 | Registered: 27/02/12 (18/05/12) | NC | ACM0002 ver. 12 | NO | Yes | Grid-connected power from other sources | Asia Pacific | [18 empty] | Netherlands |  |  | Active
NYA | Pezzi Small Hydro Power Plant – Project Activity | New Dam/'Run of the River' | Brazil | UK (Ecopart Assessoria em Negócios Empresariais Ltda.) | At validation | Bureau Veritas Certification Holding SAS | Ecopart Assessoria em Negócios Empresariais Ltda. | Large | 19 | 8.33 | 7 renewable | 6.352 | 2010-11-25 | 2010-11-25 | 2012-06-01 | Open for comment: 25/11/10 - 24/12/10 |  | ACM0002 ver. 12 | Yes | No | Grid-connected power from other sources | Latin America | [18 empty] | UK |  |  | Active
5580 | Guizhou Huidong Hydropower Project | New Dam | China | Sweden (Carbon Asset Management Sweden Pte. Ltd.) | Registered | DNV | CPI CARBON ASSET MANAGEMENT CO., LTD. | Large | 50 | 121 | 7 renewable | 141.252 | 2010-11-23 | 2009-09-22 | 2012-07-01 | Registered: 02/02/12 (20/04/12) | NC | ACM0002 ver. 12 | NO | Yes | Grid-connected power from other sources | Asia Pacific | [18 empty] | Sweden |  |  | Active
NYA | Sichuan Ebian Bundled Small Hydropower Project | New Dam/'Run of the River' | China | Switzerland (Vitol S.A.) | At validation | TÜV-Rheinland | TYTF International Environment Consulting (Beijing) Co., Ltd. | Small | 12.85 | - | 7 renewable | 49.285 | 2010-11-20 | 2008-06-30 | 2011-06-01 | Open for comment: 20/11/10 - 19/12/10 |  | AMS-I.D. ver. 16 | NO | No | Grid-connected power from other sources | Asia Pacific | [18 empty] | Switzerland |  |  | Active
NYA | Duolangqu First and Second Cascade Bundled Project in Wensu County, Xinjiang Uygur Autonomous Region, China | New Dam | China | UK (CF Carbon Fund II Limited) | At validation | Japan Consulting Institute | Beijing Haohua Rivers International Water Engineering Consulting Co., Ltd | Small | 6.8 | - | 7 renewable | 53.32 | 2010-11-20 | 2010-01-28 | 2011-10-01 | Open for comment: 20/11/10 - 19/12/10 |  | AMS-I.D. ver. 16 | NO | No | Grid-connected power from other sources | Asia Pacific | [18 empty] | UK |  |  | Active
4429 | Laoshizhai Hydropower Station | New Dam | China | Sweden (Carbon Asset Management Sweden Pte Ltd) | Registered | TÜV-NORD | Carbon Asset Management Sweden AB | Large | 18 | 66.84 | 10 fixed | 62.185 | 2010-11-20 | 2008-04-27 | 2011-07-01 | Registered: 02/02/11 | NC | ACM0002 ver. 12 | NO | No | Grid-connected power from other sources | Asia Pacific | [18 empty] | Sweden |  |  | Active
NYA | Hydro Power project in Uttarakhand, India | New Dam/'Run of the River' | India | - | At validation | TÜV-NORD | M/s Uttar Bharat Hydro Power Private Limited | Large | 33 | - | 7 renewable | 119.964 | 2010-11-18 | 2008-01-25 | 2011-09-01 | Open for comment: 18/11/10 - 17/12/10 |  | ACM0002 ver. 12 | NO | Yes | Grid-connected power from other sources | Asia Pacific | [18 empty] | - |  |  | Active
4857 | Shaanxi Ningshan Luotuoya bundle small hydro project | New Dam/'Run of the River' | China | UK (Timing Carbon UK Ltd) + Switzerland (Vitol SA.) | Registered | TÜV-SÜD | Timing Carbon UK Ltd. + Ningshan Luotuoya Hydro Power Co. Ltd | Small | 14.79 | - | 7 renewable | 42.463 | 2010-11-17 | 2007-08-20 | 2011-01-01 | Registered: 08/08/11 (20/10/11) | NC | AMS-I.D. ver. 16 | NO | No | Grid-connected power from other sources | Asia Pacific | [18 empty] | UK | Switzerland |  | Active
4746 | Niudu 20MW Hydropower Project on Furong River, Guizhou province | New Dam/'Run of the River' | China | UK (CF Carbon Fund II Limited) | Registered | TÜV-SÜD | Beijing Haohua Rivers International Water Engineering Consulting Co., Ltd. | Large | 20 | 14.7 | 7 renewable | 54.016 | 2010-11-13 | 2009-07-08 | 2012-02-01 | Registered: 06/05/11 (11/07/11) | NC | ACM0002 ver. 12 | NO | No | Grid-connected power from other sources | Asia Pacific | [18 empty] | UK |  |  | Active
4937 | Anhanguera Hydro Power Project | New Dam/'Run of the River' | Brazil | - | Registered | TÜV-NORD | Plant Environmental Intelligence | Large | 22.5 | 10.98 | 10 fixed | 16.285 | 2010-11-12 | 2008-03-20 | 2011-08-01 | Registered: 11/10/11 (03/01/12) | NC | ACM0002 ver. 12 | Yes | Yes | Grid-connected power from other sources | Latin America | [18 empty] | - |  |  | Active
5337 | Ea Kar Hydropower Plant, Vietnam | New Dam | Vietnam | Switzerland (ecotawa AG) | Registered | Germanischer Lloyd Certification GmbH | ecotawa AG | Small | 3 | 263 | 7 renewable | 6.533 | 2010-11-05 | 2008-05-25 | 2011-07-01 | Registered: 14/10/11 (06/01/12) | NC | AMS-I.D. ver. 16 | NO | NO | Grid-connected power from other sources | Asia Pacific | [18 empty] | Switzerland |  |  | Active
5338 | Khe Giong Hydropower Plant, Vietnam | New Dam | Vietnam | Switzerland (ecotawa AG) | Registered | Germanischer Lloyd Certification GmbH | ecotawa AG | Small | 4.5 | 38.7 | 7 renewable | 10.374 | 2010-11-05 | 2010-02-25 | 2011-10-01 | Registered: 16/11/11 (19/01/12) | NC | AMS-I.D. ver. 16 | NO | NO | Grid-connected power from other sources | Asia Pacific | [18 empty] | Switzerland |  |  | Active
NYA | Sichuan Jiulong Sanyahe Stage-II 24MW Hydropower Project | New Dam/'Run of the River' | China | Switzerland (Vitol S.A.) | At validation | TÜV-Rheinland | R&J International | Large | 24 | - | 7 renewable | 86.515 | 2010-11-05 | 2008-06-16 | 2011-05-01 | Open for comment: 05/11/10 - 04/12/10 |  | ACM0002 ver. 12 | NO | Yes | Grid-connected power from other sources | Asia Pacific | [18 empty] | Switzerland |  |  | Active
NYA | Punatsangchhu-I Hydroelectric Project, Bhutan | New Dam/'Run of the River' | Bhutan | India (Punatsangchhu-I Hydroelectric Project Authority) | At validation | Bureau Veritas Certification Holding SAS | Punatsangchhu I Hydroelectric Project Authority (PHPA) | Large | 1200 | 2013.42 | 10 fixed | 4159.63 | 2010-11-04 | 2007-07-28 | 2015-01-01 | Open for comment: 04/11/10 - 03/12/10 |  | ACM0002 ver. 12 | NO | Yes | Grid-connected power from other sources | Asia Pacific | [18 empty] | India |  |  | Active
5411 | Yunnan Chahe 3rd Level Hydropower Project | New Dam/'Run of the River' | China | UK (General Energy Capital Co., Ltd.) | Req. registration | TÜV-Rheinland | Shenzhen GDR carbon Co., Ltd. | Small | 8.2 | - | 7 renewable | 23.02 | 2010-11-03 | 2009-06-01 | 2011-07-01 | Review period: 22/05/12 - 18/06/12 | NC | AMS-I.D. ver. 16 | NO | NO | Grid-connected power from other sources | Asia Pacific | [18 empty] | UK |  |  | Active
5368 | Wampu Hydro Electric Power Project | New Dam/'Run of the River' | Indonesia | - | Registered | Lloyd’s | Agrinergy Pte Ltd | Large | 46.8 | 195 | 7 renewable | 241.634 | 2010-11-02 | 2010-03-19 | 2013-05-01 | Registered: 31/10/11 (13/01/12) | NC | ACM0002 ver. 12 | NO | Yes | Grid-connected power from other sources | Asia Pacific | [18 empty] | - |  |  | Active
NYA | El Quimbo Hydroelectric Project | New Dam/'Run of the River' | Colombia | Spain (ENDESA GENERACION S.A.) | At validation | Spanish Association for Standardisation and Certification | endesacarbono | Large | 400 | 4.85 | 7 renewable | 637.529 | 2010-10-30 | 2010-10-15 | 2015-01-01 | Open for comment: 30/10/10 - 28/11/10 |  | ACM0002 ver. 12 | NO | Yes | Grid-connected power from other sources | Latin America | [18 empty] | Spain |  |  | Active
NYA | Sichuan Luxihe Hydropower Project | New Dam/'Run of the River' | China | Switzerland (Vitol S.A.) | At validation | TÜV-Rheinland | GAEA Environment | Large | 19 | - | 7 renewable | 64.89 | 2010-10-29 | 2009-05-02 | 2011-04-01 | Open for comment: 29/10/10 - 27/11/10 |  | ACM0002 ver. 12 | NO | NO | Grid-connected power from other sources | Asia Pacific | [18 empty] | Switzerland |  |  | Active
4893 | Lintao County Ruilong Hydropower Project | New Dam | China | Switzerland (Arcadia Energy (Suisse) S.A.) | Registered | RINA | Beijing Yongrijinglan Counsulting Co, Ltd. | Small | 12.8 | 107 | 7 renewable | 50.241 | 2010-10-28 | 2008-07-18 | 2011-09-01 | Registered: 23/06/11 (15/09/11) | NC | AMS-I.D. ver. 16 | NO | NO | Grid-connected power from other sources | Asia Pacific | [18 empty] | Switzerland |  |  | Active
5475 | Sichuan Mianning Changxing Hydropower Station Project | New Dam | China | Switzerland (Vitol S. A.) | Registered | TÜV-Rheinland | Caspervandertak Consulting + Gansu Tonghe Investment Project Consulting Co., Ltd. | Large | 24 | - | 7 renewable | 99.322 | 2010-10-26 | 2006-12-15 | 2011-06-01 | Registered: 21/03/12 (29/05/12) | NC | ACM0002 ver. 12 | NO | Yes | Grid-connected power from other sources | Asia Pacific | [18 empty] | Switzerland |  |  | Active
NYA | Liangshan Paomaping Hydropower Project | New Dam/'Run of the River' | China | UK (Shell Trading International Limited) | At validation | DNV | Redox International Consulting (Peking) Co., Ltd. | Large | 120 | 47375 | 7 renewable | 411.363 | 2010-10-26 | 2009-01-08 | 2011-09-01 | Open for comment: 26/10/10 - 24/11/10 |  | ACM0002 ver. 12 | NO | Yes | Grid-connected power from other sources | Asia Pacific | [18 empty] | UK |  |  | Active
4619 | Luxi Nanmahe II 4MW Small Hydro Power Project | New Dam/'Run of the River' | China | UK (Climate Bridge Ltd.) | Registered | Japan Consulting Institute | Climate Bridge Ltd. | Small | 4 | - | 7 renewable | 13.095 | 2010-10-23 | 2008-02-29 | 2011-06-01 | Registered: 28/03/11 (15/06/11) | A | AMS-I.D. ver. 16 | NO | NO | Grid-connected power from other sources | Asia Pacific | [18 empty] | UK |  |  | Active
NYA | Yunnan Zhaotong Ludian Hydropower Project | New Dam | China | Switzerland (Arcadia Energy (Suisse) S.A. and Q.C.A. AG) | At validation | Korean Foundation for Quality | Hangzhou Carbon Trade Environment Engineering Co., Ltd | Large | 80 | 731.34 | 7 renewable | 224.911 | 2010-10-23 | 2010-04-02 | 2011-01-01 | Open for comment: 23/10/10 - 21/11/10 |  | ACM0002 ver. 12 | NO | Yes | Grid-connected power from other sources | Asia Pacific | [18 empty] | Switzerland |  |  | Active
NYA | Chancay Hydroelectric Power Plant | New Dam/'Run of the River' | Peru | Spain (Endesa Carbono S.L.) | At validation | Spanish Association for Standardisation and Certification | EndesaCarbono S.L. | Large | 19.2 | 3840 | 7 renewable | 89.223 | 2010-10-19 | 2010-02-12 | 2013-12-01 | Open for comment: 19/10/10 - 17/11/10 |  | ACM0002 ver. 12 | NO | NO | Grid-connected power from other sources | Latin America | [18 empty] | Spain |  |  | Active
4499 | Sichuan Province Songpan County Muguadun Hydroelectric Project | New Dam | China | Sweden (EcoSecurities International Limited) | Registered | Lloyd’s | EcoSecurities International Limited | Large | 20 | 667 | 7 renewable | 78.793 | 2010-10-19 | 2009-08-09 | 2011-10-01 | Registered: 17/02/11 | A, O | ACM0002 ver. 12 | NO | NO | Grid-connected power from other sources | Asia Pacific | [18 empty] | Sweden |  |  | Active
5404 | Guizhou Tongzihe Yangjiayuan Hydropower Project | New Dam | China | France (ORBEO) | Registered | DNV | Easy Carbon Consultancy Co., Ltd. | Large | 40 | 11.98 | 7 renewable | 100.858 | 2010-10-15 | 2009-03-01 | 2011-07-01 | Registered: 22/11/11 (27/01/12) | NC | ACM0002 ver. 12 | NO | Yes | Grid-connected power from other sources | Asia Pacific | [18 empty] | France |  |  | Active
NYA | Chongqing Qijiang Zhutan Hydropower Project | New Dam | China | Finland (Nordic Carbon Fund Ky (NCF) and Fine Carbon Fund Ky (FCF)) | At validation | DNV | Cleanergy Investment Service (Beijing) Co., Ltd. | Small | 8 | 37.4 | 7 renewable | 25.825 | 2010-10-14 | 2009-03-02 | 2011-01-01 | Open for comment: 14/10/10 - 12/11/10 |  | AMS-I.D. ver. 16 | NO | NO | Grid-connected power from other sources | Asia Pacific | [18 empty] | Finland |  |  | Active
NYA | Yangang Hydropower Station Project in Muli County | New Dam/'Run of the River' | China | - | At validation | ERM Certification and Verification Services Ltd. | Redox International Consulting (Peking) Co., Ltd. | Large | 120 | 521.7 | 7 renewable | 417.342 | 2010-10-14 | 2009-01-10 | 2011-09-01 | Open for comment: 14/10/10 - 12/11/10 |  | ACM0002 ver. 12 | NO | Yes | Grid-connected power from other sources | Asia Pacific | [18 empty] | - |  |  | Active
NYA | Tunjita Diversion Hydroelectric Project | New Dam | Colombia | - | At validation | Colombian Institute for Technical Standards and Certification | Speder Solutions LLC | Large | 19.8 | 1980 | 7 renewable | 31.909 | 2010-10-12 | 2013-03-01 | 2013-03-01 | Open for comment: 12/10/10 - 10/11/10 |  | ACM0002 ver. 12 | NO | NO | Grid-connected power from other sources | Latin America | [18 empty] | - |  |  | Active
5121 | Fujian Niutoushan Hydropower Project | New Dam/'Run of the River' | China | Switzerland (VITOL S.A) | Registered | Japan Consulting Institute | Shanghai ECHN Environmental Technology Co., LTD | Large | 100 | 32.98 | 7 renewable | 233.073 | 2010-10-11 | 2006-01-05 | 2011-06-01 | Registered: 24/11/11 (09/02/12) | NC | ACM0002 ver. 12 | NO | Yes | Grid-connected power from other sources | Asia Pacific | [18 empty] | Switzerland |  |  | Active
4691 | Sichuan Meigu Riha Hydro Power Project | New Dam/'Run of the River' | China | Netherlands (OneCarbon International B.V.) | Registered | DNV | Sichuan TianAo Machinery& Electricity Technology Co. Ltd | Small | 12.6 | - | 7 renewable | 40.107 | 2010-10-09 | 2008-07-16 | 2011-07-01 | Registered: 26/04/11 (25/07/11) | NC | AMS-I.D. ver. 16 | NO | NO | Grid-connected power from other sources | Asia Pacific | [18 empty] | Netherlands |  |  | Active
4873 | Liangshan Lianghong Hydropower Project | New Dam/'Run of the River' | China | Sweden (Carbon Asset Management Sweden Pte Ltd.) | Registered | DNV | College of Environmental Science and Engineering, Hunan University | Large | 24.8 | 1305.26 | 7 renewable | 119.884 | 2010-10-06 | 2009-07-08 | 2012-01-01 | Registered: 08/06/11 (01/09/11) | NC | ACM0002 ver. 12 | NO | Yes | Grid-connected power from other sources | Asia Pacific | [18 empty] | Sweden |  |  | Active
NYA | Galheiros Small Hydroelectric-power Plant (GSHPP) | New Dam/'Run of the River' | Brazil | - | At validation | RINA | Zeroemissions do Brasil Ltda. | Small | 12 | 29.01 | 7 renewable | 10.139 | 2010-10-06 | - | 2012-01-01 | Open for comment: 06/10/10 - 04/11/10 |  | AMS-I.D. ver. 16 | NO | NO | Grid-connected power from other sources | Latin America | [18 empty] | - |  |  | Active
5915 | Sichuan Heishui Deshiwo Erji 20.6MW Hydro Power Project | New Dam | China | France (OneCarbon International B.V.) | Registered | RINA | Sichuan Tian Ao Machinery & Electricity Technology Co.,Ltd | Large | 20.6 | 2239 | 7 renewable | 62.738 | 2010-10-05 | 2010-02-15 | 2012-02-01 | Registered: 30/03/12 (22/05/12) | NC | ACM0002 ver. 12 | NO | Yes | Grid-connected power from other sources | Asia Pacific | [18 empty] | France |  |  | Active
5162 | Gansu Heihe Baopinghe Hydropower Project | New Dam/'Run of the River' | China | - | Registered | TÜV-SÜD | S.D.F (Beijing) Consulting Co., Ltd. | Large | 123 | 119 | 10 fixed | 339.884 | 2010-10-02 | 2009-10-10 | 2012-01-01 | Registered: 14/02/12 (27/04/12) | A | ACM0002 ver. 12 | NO | Yes | Grid-connected power from other sources | Asia Pacific | [18 empty] | - |  |  | Active
4128 | Guizhou Xishui Jinyang Hydropower Station | New Dam | China | UK Green Hercules Trading Limited) | Registered | China Quality Certification Center | Beijing Tianqing Power International CDM Consulting, Co., Ltd. | Large | 20 | 112 | 7 renewable | 46.451 | 2010-10-01 | 2010-03-07 | 2012-01-01 | Registered: 12/03/11 | NC | ACM0002 ver. 12 | NO | NO | Grid-connected power from other sources | Asia Pacific | [18 empty] | UK |  |  | Active
5812 | Longxin Yiji and Erji Bundled Hydropower Project in Shaanxi Province | New Dam/'Run of the River' | China | Finland (Nordic Carbon Fund Ky (NCF) and Fine Carbon Fund Ky (FCF)) | Req. registration | DNV | Cleanergy Investment Service (Beijing) Co., Ltd. | Small | 8.05 | - | 7 renewable | 26.771 | 2010-10-01 | 2007-10-25 | 2011-04-01 | Review period: 01/06/12 - 28/06/12 | NC | AMS-I.D. ver. 16 | NO | NO | Grid-connected power from other sources | Asia Pacific | [18 empty] | Finland |  |  | Active
4991 | Minh Luong Hydro Power Project | New Dam/'Run of the River' | Vietnam | Sweden (Carbon Asset Management Sweden AB) | Registered | TÜV-NORD | RCEE Energy and Environment Joint Stock Company | Large | 22.5 | 166.67 | 10 fixed | 58.445 | 2010-09-29 | 2007-02-22 | 2011-11-01 | Registered: 19/12/11 (02/03/12) | NC | ACM0002 ver. 12 | NO | Yes | Grid-connected power from other sources | Asia Pacific | [18 empty] | Sweden |  |  | Active
NYA | Zhougong River Cascade Hydropower Project of Capacity Addition in Yaan City | Existing Dam | China | Finland (Nordic Carbon Fund Ky (NCF) and Fine Carbon Fund Ky (FCF)) | At validation | TÜV-Rheinland | Beijing MD Energy Technology Co.,Ltd | Large | 43 | - | 7 renewable | 112.39 | 2010-09-28 | 2007-12-11 | 2011-04-01 | Open for comment: 28/09/10 - 27/10/10 |  | ACM0002 ver. 12 | NO | Yes | Grid-connected power from other sources | Asia Pacific | [18 empty] | Finland |  |  | Active
NYA | Bundled Charmadi Mini Hydel and Aniyur Hole Small Hydro Project at Karnataka, India | New Dam/'Run of the River' | India | - | At validation | SGS | Srividhya Consultancy Services | Small | 10.5 | - | 7 renewable | 33.66 | 2010-09-24 | 2007-07-31 | 2010-10-01 | Open for comment: 24/09/10 - 23/10/10 |  | AMS-I.D. ver. 16 | NO | NO | Grid-connected power from other sources | Asia Pacific | [18 empty] | - |  |  | Active
5197 | Sichuan Leibo Dele Hydropower Project | New Dam/'Run of the River' | China | Netherlands (OneCarbon International B.V.) | Registered | RINA | Sichuan TianAo Machinery& Electricity technology co. ltd | Large | 24 | - | 7 renewable | 78.138 | 2010-09-22 | 2009-08-10 | 2011-07-01 | Registered: 15/09/11 (16/12/11) | NC | ACM0002 ver. 12 | NO | Yes | Grid-connected power from other sources | Asia Pacific | [18 empty] | Netherlands |  |  | Active
4806 | Sichuan Jinwa Hydropower Project | New Dam | China | Switzerland (Vitol S.A.) + UK (European Carbon Capital Limited) | Registered | TÜV-SÜD | Hunan CDM Project Service Center | Large | 240 | - | 7 renewable | 844.057 | 2010-09-22 | 2008-03-06 | 2011-03-12 | Registered: 23/08/11 (03/11/11) | NC | ACM0002 ver. 12 | NO | Yes | Grid-connected power from other sources | Asia Pacific | [18 empty] | Switzerland | UK |  | Active
4878 | Sichuan Dafan Hydropower Project | New Dam | China | Switzerland (Vitol S.A.) + UK (European Carbon Capital Limited) | Review requested | TÜV-SÜD | Hunan CDM Project Service Center | Large | 240 | - | 7 renewable | 832.672 | 2010-09-22 | 2008-02-11 | 2011-02-18 | Review period: 09/02/12 - 07/03/12 | NC | ACM0002 ver. 12 | NO | Yes | Grid-connected power from other sources | Asia Pacific | [18 empty] | Switzerland | UK |  | Active
NYA | Pando and Monte Lirio Hydroelectric Plants | New Dam/'Run of the River' | Panama | - | At validation | Lloyd’s | Energía y Medio Ambiente | Large | 83.1 | 694.17 | 7 renewable | 246.254 | 2010-09-21 | 2010-01-04 | 2012-01-01 | Open for comment: 21/09/10 - 20/10/10 |  | ACM0002 ver. 11 | NO | Yes | Grid-connected power from other sources | Latin America | [18 empty] | - |  |  | Active
4843 | Sichuan Heishui Deshiwo Yiji 8MW hydro power project | New Dam/'Run of the River' | China | France (OneCarbon International B.V.) | Registered | DNV | Sichuan Tian Ao Machinery & Electricity Technology Co.,Ltd | Small | 8 | 487.45 | 7 renewable | 24.908 | 2010-09-17 | 2009-10-15 | 2011-10-01 | Registered: 31/05/11 (26/08/11) | NC | AMS-I.D. ver. 16 | NO | NO | Grid-connected power from other sources | Asia Pacific | [18 empty] | France |  |  | Active
4875 | Sichuan Rongzehai Hydropower Project | New Dam | China | UK (European Carbon Capital Limited) | Registered | TÜV-SÜD | Hunan CDM Project Service Center | Large | 240 | - | 7 renewable | 819.844 | 2010-09-17 | 2008-04-02 | 2011-04-09 | Registered: 08/09/11 (14/11/11) | NC | ACM0002 ver. 11 | NO | Yes | Grid-connected power from other sources | Asia Pacific | [18 empty] | UK |  |  | Active
4435 | Jiangxi Laohutou Hydropower Project | New Dam | China | UK (General Energy Capital Co., Ltd.) | Registered | TÜV-SÜD | Shenzhen GDR carbon Co.,Ltd. | Small | 7.95 | 28.76 | 7 renewable | 22.512 | 2010-09-17 | 2008-09-08 | 2011-07-01 | Registered: 13/06/11 (05/08/11) | NC | AMS-I.D. ver. 16 | NO | NO | Grid-connected power from other sources | Asia Pacific | [18 empty] | UK |  |  | Active
5093 | Jinhanlazha hydropower station (58MW) of Niru River, Yunnan Province, P.R.China | New Dam | China | Switzerland (Vitol S.A.) | Registered | China Environmental United Certification Center Co., Ltd. | CCAN | Large | 58 | 2095 | 10 fixed | 206.59 | 2010-09-16 | 2008-07-01 | 2011-07-01 | Registered: 16/03/12 (01/06/12) | NC | ACM0002 ver. 11 | NO | Yes | Grid-connected power from other sources | Asia Pacific | [18 empty] | Switzerland |  |  | Active
4952 | Sichuan Tiejue 25MW Hydro Power Project + | New Dam/'Run of the River' | China | Netherlands (China Carbon N.V.) | Registered | Japan Consulting Institute | KOE Environmental Consultancy, Inc. (Japan) | Large | 25 | 1500 | 7 renewable | 88.551 | 2010-09-16 | 2007-01-11 | 2011-07-01 | Registered: 22/09/11 (27/12/11) | NC | ACM0002 ver. 11 | NO | Yes | Grid-connected power from other sources | Asia Pacific | [18 empty] | Netherlands |  |  | Active
NYA | Branford Mini Hydro Power Project | New Dam/'Run of the River' | Sri Lanka | - | At validation | TÜV-NORD | Earth Systems (Pvt) Ltd | Small | 2.5 | - | 7 renewable | 7.308 | 2010-09-16 | 2009-10-19 | 2011-05-15 | Open for comment: 16/09/10 - 15/10/10 |  | AMS-I.D. ver. 16 | NO | NO | Grid-connected power from other sources | Asia Pacific | [18 empty] | - |  |  | Active
5376 | Ayun Thuong 1A Hydropower Project | New Dam/'Run of the River' | Vietnam | Japan (ITOCHU Corporation) | Registered | DNV | RCEE Energy and Environment Joint Stock Company | Small | 12 | 21.35 | 7 renewable | 28.417 | 2010-09-16 | 2009-07-06 | 2011-07-01 | Registered: 09/11/11 (27/01/12) | NC | AMS-I.D. ver. 16 | NO | NO | Grid-connected power from other sources | Asia Pacific | [18 empty] | Japan |  |  | Active
4921 | Bac Ha Hydropower Project, Vietnam | New Dam | Vietnam | Switzerland (ecotawa AG) | Rejected | Swiss Association for Quality and Management Systems | ecotawa AG | Large | 90 | 13 | 7 renewable | 222.918 | 2010-09-08 | 2005-05-21 | 2011-07-01 | Rejected: 22/12/11 | NC | ACM0002 ver. 11 | Yes | Yes | Grid-connected power from other sources | Asia Pacific | [18 empty] | Switzerland |  |  | Active
5056 | Dak Mi 4c Hydropower Project, Vietnam | New Dam | Vietnam | Switzerland (ecotawa AG) | Registered | Swiss Association for Quality and Management Systems | ecotawa AG | Large | 18 | 30.5 | 7 renewable | 41.135 | 2010-09-08 | 2008-05-23 | 2012-01-01 | Registered: 13/09/11 (12/12/11) | O, SD | ACM0002 ver. 11 | Yes | NO | Grid-connected power from other sources | Asia Pacific | [18 empty] | Switzerland |  |  | Active
4970 | Dak Mi 4 Hydropower Project, Vietnam | New Dam | Vietnam | Switzerland (ecotawa AG) | Registered | Swiss Association for Quality and Management Systems | ecotawa AG | Large | 190 | 17.4 | 7 renewable | 447.834 | 2010-09-08 | 2007-01-18 | 2012-01-01 | Registered: 18/10/11 (27/12/11) | SD | ACM0002 ver. 11 | Yes | Yes | Grid-connected power from other sources | Asia Pacific | [18 empty] | Switzerland |  |  | Active
NYA | Hosamatha Mini Hydel Scheme in Karnataka State, India | New Dam/'Run of the River' | India | - | At validation | Bureau Veritas Certification Holding SAS | Dishaa Power Corporation Private Limited | Small | 4.8 | - | 10 fixed | 14.978 | 2010-09-05 | 2007-08-22 | 2010-12-01 | Open for comment: 05/09/10 - 04/10/10 |  | AMS-I.D. ver. 16 | NO | NO | Grid-connected power from other sources | Asia Pacific | [18 empty] | - |  |  | Active
5533 | Dak Sin 1 Hydropower Project | New Dam/'Run of the River' | Vietnam | Belgium (Electrabel NV/SA) | Registered | TÜV-NORD | Investment and Trade Consultancy Company Limited (INTRACO Co., Ltd.) | Large | 27 | 18 | 10 fixed | 60.019 | 2010-09-03 | 2009-11-10 | 2012-01-01 | Registered: 18/01/12 (10/04/12) | B, O | ACM0002 ver. 11 | NO | Yes | Grid-connected power from other sources | Asia Pacific | [18 empty] | Belgium |  |  | Active
4632 | Burqin River Chonghuer Hydropower Project in Xinjiang Uygur Autonomous Region | New Dam | China | UK (Europe New Energy Investment Capital Limited) | Registered | Japan Consulting Institute | Beijing Changjiang River International Holding | Large | 110 | 28.2 | 7 renewable | 325.424 | 2010-08-27 | 2007-10-23 | 2011-04-01 | Registered: 13/05/11 (22/07/11) | NC | ACM0002 ver. 11 | NO | Yes | Grid-connected power from other sources | Asia Pacific | [18 empty] | UK |  |  | Active
NYA | Bocaiuva Small Hydroelectric Power Plant | New Dam/'Run of the River' | Brazil | - | At validation | Bureau Veritas Certification Holding SAS | Carbon Management Consulting Ltd. | Large | 30 | 8 | 7 renewable | 12.874 | 2010-08-25 | 2007-09-24 | 2010-07-01 | Open for comment: 25/08/10 - 23/09/10 |  | ACM0002 ver. 11 | NO | Yes | Grid-connected power from other sources | Latin America | [18 empty] | - |  |  | Active
4891 | Dak Psi 3 and 4 Hydropower Project | New Dam/'Run of the River' | Vietnam | Switzerland (Vitol S.A.) | Registered | Korea Energy Management Corporation (KEMCO) | Kyoto Energy Pte. Ltd. | Large | 45 | 94.74 | 7 renewable | 92.695 | 2010-08-24 | 2008-04-27 | 2011-01-01 | Registered: 06/11/11 (13/01/12) | A, O | ACM0002 ver. 11 | NO | Yes | Grid-connected power from other sources | Asia Pacific | [18 empty] | Switzerland |  |  | Active
5630 | Shaanxi Juting 40MW Hydropower Project | New Dam/'Run of the River' | China | UK (Ceres Carbon Securities Ltd.) | Registered | DNV | CPI CARBON ASSET MANAGEMENT CO., LTD. | Large | 40 | 15 | 7 renewable | 109.331 | 2010-08-24 | 2009-09-28 | 2012-01-01 | Registered: 09/01/12 (23/03/12) | NC | ACM0002 ver. 11 | NO | Yes | Grid-connected power from other sources | Asia Pacific | [18 empty] | UK |  |  | Active
4392 | Dak Hnol Hydropower Project | New Dam/'Run of the River' | Vietnam | Switzerland (Vitol S.A.) | Registered | Korea Energy Management Corporation (KEMCO) | Kyoto Energy Pte. Ltd. | Small | 2.1 | 420 | 7 renewable | 5.917 | 2010-08-24 | 2010-01-18 | 2011-01-01 | Registered: 16/03/11 | NC | AMS-I.D. ver. 16 | NO | NO | Grid-connected power from other sources | Asia Pacific | [18 empty] | Switzerland |  |  | Active
4384 | Dak Doa Hydropower Project | New Dam/'Run of the River' | Vietnam | Switzerland (Vitol S.A.) | Registered | Korea Energy Management Corporation (KEMCO) | Kyoto Energy Pte. Ltd. | Small | 14 | 6.14 | 7 renewable | 28.148 | 2010-08-24 | 2008-06-25 | 2011-01-01 | Registered: 11/04/11 (29/06/11) | NC | AMS-I.D. ver. 16 | NO | NO | Grid-connected power from other sources | Asia Pacific | [18 empty] | Switzerland |  |  | Active
5949 | Dakrosa 2 Hydropower Project | New Dam/'Run of the River' | Vietnam | Switzerland (Vitol S.A.) | Req. registration | Korea Energy Management Corporation (KEMCO) | Kyoto Energy Pte. Ltd. | Small | 2.4 | 50 | 7 renewable | 6.613 | 2010-08-24 | 2009-09-18 | 2011-01-01 | Review period: 11/05/12 - 07/06/12 | NC | AMS-I.D. ver. 16 | NO | NO | Grid-connected power from other sources | Asia Pacific | [18 empty] | Switzerland |  |  | Active
4633 | Fujian Muyangxi River Fengyuan Hydropower Project | New Dam/'Run of the River' | China | Japan (Sumitomo Corporation) | Registered | Japan Consulting Institute | CETOP International Environmental Consulting (Beijing) Co., Ltd + Shanghai ECHN Environmental Technology Co., Ltd | Large | 80 | 444 | 7 renewable | 149.947 | 2010-08-21 | 2007-12-15 | 2011-01-01 | Registered: 08/04/11 (04/07/11) | NC | ACM0002 ver. 11 | NO | Yes | Grid-connected power from other sources | Asia Pacific | [18 empty] | Japan |  |  | Active
4350 | Chongqing Wulong Quantang Hydropower Station | New Dam/'Run of the River' | China | Switzerland (Gunvor International B.V., Amsterdam, Geneva Branch) | Registered | China Quality Certification Center | Beijing Tianqing Power International CDM Consulting, Co., Ltd. | Small | 6.6 | 89.3 | 7 renewable | 18.953 | 2010-08-21 | 2008-07-16 | 2011-01-01 | Registered: 30/03/11 | NC | AMS-I.D. ver. 16 | NO | NO | Grid-connected power from other sources | Asia Pacific | [18 empty] | Switzerland |  |  | Active
NYA | Phata Byung Hydro Electric Project (76MW) | New Dam/'Run of the River' | India | - | At validation | DNV | Lanco Mandakini Hydro Energy Private Limited | Large | 76 | 1900 | 10 fixed | 282.615 | 2010-08-20 | 2008-04-12 | 2013-04-01 | Open for comment: 20/08/10 - 18/09/10 |  | ACM0002 ver. 11 | NO | Yes | Grid-connected power from other sources | Asia Pacific | [18 empty] | - |  |  | Active
NYA | Canbalam I Hydroelectric Project | New Dam/'Run of the River' | Guatemala | Spain (Inclam CO2 S.A.) | At validation | Spanish Association for Standardisation and Certification | INCLAM CO2 S.A. | Small | 4.96 | - | 7 renewable | 22.903 | 2010-08-19 | 2010-10-01 | 2012-01-01 | Open for comment: 19/08/10 - 17/09/10 |  | AMS-I.D. ver. 16 | NO | NO | Grid-connected power from other sources | Latin America | [18 empty] | Spain |  |  | Active
NYA | Yguazu Hydropower Station Construction Project + | Existing Dam | Paraguay | - | At validation | Lloyd’s | Nippon Koei Co. Ltd. + ANDE | Large | 200 | - | 7 renewable | 52.444 | 2010-08-19 | 2014-01-01 | 2014-01-01 | Open for comment: 19/08/10 - 17/09/10 |  | ACM0002 ver. 11 | NO | Yes | Grid-connected power from other sources | Latin America | [18 empty] | - |  |  | Active
5942 | Palo Viejo Hydroelectric Project | New Dam/'Run of the River' | Guatemala | - | Registered | DNV | MGM Innova Consulting LLC | Large | 84.5 | 1207 | 7 renewable | 248.713 | 2010-08-18 | 2009-01-15 | 2011-06-01 | Registered: 02/04/12 (21/05/12) | NC | ACM0002 ver. 11 | NO | Yes | Grid-connected power from other sources | Latin America | [18 empty] | - |  |  | Active
NYA | Palomino Hydropower Project in the Province of San Juan de la Maguana in the Dominican Republic | New Dam | Dominican Republic | - | At validation | Bureau Veritas Certification Holding SAS | Capital Ambiental S/A | Large | 80 | 363.6 | 7 renewable | 122.833 | 2010-08-18 | 2008-06-16 | 2012-01-01 | Open for comment: 18/08/10 - 16/09/10 |  | ACM0002 ver. 11 | NO | Yes | Grid-connected power from other sources | Latin America | [18 empty] | - |  |  | Active
4581 | Wuzhou Hydropower Project of Dao County, Yongzhou City, Hunan Province, P.R.China | New Dam | China | Japan (ECO Asset Incorporated) | Registered | TÜV-SÜD | Hunan CDM Project Service Center | Small | 12 | 5.48 | 7 renewable | 44.986 | 2010-08-18 | 2007-10-24 | 2011-04-01 | Registered: 17/03/11 (10/06/11) | A, O | AMS-I.D. ver. 16 | NO | NO | Grid-connected power from other sources | Asia Pacific | [18 empty] | Japan |  |  | Active
NYA | Yunnan Nanwahe River Bundled Hydropower Project of China | New Dam/'Run of the River' | China | UK (CFL Carbon Limited + Natsource Asset Management (Europe) Limited) | At validation | TÜV-Rheinland | Accord Global Environment Technology Co., Ltd. | Large | 20 | First cascade 2,462; Second cascade 2,069; Third cascade 724; | 7 renewable | 62.809 | 2010-08-18 | 2009-03-01 | 2011-03-01 | Open for comment: 18/08/10 - 16/09/10 |  | ACM0002 ver. 11 | NO | NO | Grid-connected power from other sources | Asia Pacific | [18 empty] | UK |  |  | Active
NYA | Yunnan Xinzhuang and Mingzhuang 24.5MW Hydropower Generation Project | New Dam/'Run of the River' | China | UK (CFL Carbon Limited + Natsource Asset Management (Europe) Limited) | At validation | TÜV-Rheinland | Accord Global Environment Technology Co., Ltd. | Large | 24.5 | - | 7 renewable | 80.276 | 2010-08-18 | 2010-05-03 | 2011-06-01 | Open for comment: 18/08/10 - 16/09/10 |  | ACM0002 ver. 11 | NO | Yes | Grid-connected power from other sources | Asia Pacific | [18 empty] | UK |  |  | Active
4803 | Guangxi Nabi Hydropower Project | New Dam/'Run of the River' | China | UK (CFL Carbon Limited + Natsource Asset Management (Europe) Limited) | Registered | TÜV-Rheinland | ACT Global Environment Technology Co., Ltd. | Large | 48 | 18.5 | 7 renewable | 134.949 | 2010-08-18 | 2009-08-06 | 2011-01-01 | Registered: 17/05/11 (13/07/11) | NC | ACM0002 ver. 11 | NO | Yes | Grid-connected power from other sources | Asia Pacific | [18 empty] | UK |  |  | Active
4408 | Hunan Tongba Small Hydropower Project | New Dam | China | Japan ECO Asset Incorporated) | Registered | TÜV-SÜD | Hunan CDM Project Service Centre | Small | 15 | - | 7 renewable | 44.52 | 2010-08-13 | 2009-06-18 | 2011-07-01 | Registered: 02/02/11 | NC | AMS-I.D. ver. 16 | NO | NO | Grid-connected power from other sources | Asia Pacific | [18 empty] | Japan |  |  | Active
NYA | Xinjiang Tuoshenganhe River Biedieli Hydropower Project | New Dam/'Run of the River' | China | UK (Shell Trading International Limited) | At validation | Lloyd’s | Green Globe Consulting Ltd + CETOP International Environmental Consulting (Beijing) Co., Ltd. | Large | 248 | 620 | 7 renewable | 671.805 | 2010-08-11 | 2009-03-20 | 2011-06-01 | Open for comment: 11/08/10 - 09/09/10 |  | ACM0002 ver. 11 | NO | Yes | Grid-connected power from other sources | Asia Pacific | [18 empty] | UK |  |  | Active
NYA | Ta Thang Hydropower Project | New Dam | Vietnam | Japan (Ta Thang Hydropower Project) | At validation | TÜV-NORD | RCEE Energy and Environment Joint Stock Company | Large | 60 | 300 | 7 renewable | 155.053 | 2010-08-11 | 2009-04-09 | 2011-07-01 | Open for comment: 11/08/10 - 09/09/10 |  | ACM0002 ver. 11 | NO | Yes | Grid-connected power from other sources | Asia Pacific | [18 empty] | Japan |  |  | Active
NYA | MBL Stage- 2 Hydro Electric Project in Punjab | New Dam/'Run of the River' | India | - | At validation | TÜV-NORD | Gill Acqua Hydro Power Generation Company Private Limited | Small | 6 | - | 10 fixed | 36.587 | 2010-08-07 | 2009-12-09 | 2011-01-01 | Open for comment: 07/08/10 - 05/09/10 |  | AMS-I.D. ver. 16 | NO | NO | Grid-connected power from other sources | Asia Pacific | [18 empty] | - |  |  | Active
NYA | MBL Stage- 3 Hydro Electric Project in Punjab | New Dam/'Run of the River' | India | - | At validation | TÜV-NORD | Gill Acqua Hydro Power Generation Company Private Limited | Small | 3 | - | 10 fixed | 20.645 | 2010-08-07 | 2009-12-09 | 2011-01-01 | Open for comment: 07/08/10 - 05/09/10 |  | AMS-I.D. ver. 16 | NO | NO | Grid-connected power from other sources | Asia Pacific | [18 empty] | - |  |  | Active
NYA | Leibo County Mala Hydropower Station Project | New Dam/'Run of the River' | China | UK (Gazprom Marketing & Trading Singapore Pte. Ltd.) | At validation | TÜV-Rheinland | SinoEnergy Development New Energy Tech Co.,Ltd. | Large | 24 | 8998.9 | 7 renewable | 74.991 | 2010-08-07 | 2009-04-10 | 2011-01-01 | Open for comment: 07/08/10 - 05/09/10 |  | ACM0002 ver. 11 | NO | Yes | Grid-connected power from other sources | Asia Pacific | [18 empty] | UK |  |  | Active
NYA | Bonyic hydroelectric project | New Dam/'Run of the River' | Panama | - | At validation | Colombian Institute for Technical Standards and Certification | Rocío Rodriguez MGM Worldwide LLC. | Large | 31.3 | 173.88 | 10 fixed | 85.13 | 2010-08-07 | 2007-08-28 | 2012-09-01 | Open for comment: 07/08/10 - 05/09/10 |  | ACM0002 ver. 11 | NO | Yes | Grid-connected power from other sources | Latin America | [18 empty] | - |  |  | Active
NYA | Hubei Province Fang County Fanjiaya Hydropower Project | New Dam | China | UK (Climate Corporation Emissions Trading GmbH) | At validation | DNV | Beijing Everbright Consultant Co., Ltd. | Small | 10 | 11.76 | 7 renewable | 27.376 | 2010-08-07 | 2009-11-28 | 2011-08-01 | Open for comment: 07/08/10 - 05/09/10 |  | AMS-I.D. ver. 16 | NO | NO | Grid-connected power from other sources | Asia Pacific | [18 empty] | UK |  |  | Active
NYA | Leibo County Changhe Hydropower Station Project | New Dam/'Run of the River' | China | UK (Gazprom Marketing & Trading Singapore Pte. Ltd.) | At validation | TÜV-Rheinland | SinoEnergy Development New Energy Tech Co.,Ltd. | Large | 18 | 40.7 | 7 renewable | 61.214 | 2010-08-07 | 2010-04-10 | 2011-01-01 | Open for comment: 07/08/10 - 05/09/10 |  | ACM0002 ver. 11 | NO | NO | Grid-connected power from other sources | Asia Pacific | [18 empty] | UK |  |  | Active
NYA | Pardos Small Hydro Plant and LOGICarbon CDM Project | New Dam/'Run of the River' | Brazil | - | At validation | Colombian Institute for Technical Standards and Certification | Magno Botelho Castelo Branco | Small | 10 | 406.5 | 7 renewable | 16.219 | 2010-08-06 | 2009-08-24 | 2011-07-01 | Open for comment: 06/08/10 - 04/09/10 |  | AMS-I.D. ver. 16 | NO | NO | Grid-connected power from other sources | Latin America | [18 empty] | - |  |  | Active
NYA | Pardos Small Hydro Plant and LOGICarbon CDM Project | New Dam/'Run of the River' | Brazil | - | At validation | Colombian Institute for Technical Standards and Certification | Magno Botelho Castelo Branco | Small | 10 | 406.5 | 7 renewable | 16.219 | 2010-08-06 | 2009-08-24 | 2011-07-01 | Open for comment: 06/08/10 - 04/09/10 |  | AMS-I.D. ver. 16 | NO | NO | Grid-connected power from other sources | Latin America | [18 empty] | - |  |  | Active
NYA | Grid Connected Rangit IV Hydro Power Project | New Dam/'Run of the River' | India | - | At validation | TÜV-NORD | JAL POWER CORPORATION LIMITED | Large | 120 | 898.2 | 7 renewable | 424.444 | 2010-08-05 | 2009-08-07 | 2013-04-01 | Open for comment: 05/08/10 - 03/09/10 |  | ACM0002 ver. 11 | Yes | Yes | Grid-connected power from other sources | Asia Pacific | [18 empty] | - |  |  | Active
4570 | Sichuan Yanyuan Woluoqiao Hydropower Station Project | New Dam | China | Switzerland (Vitol S.A.) | Registered | Korean Foundation for Quality | Caspervandertak Consulting + Gansu Tonghe Investment Project Consulting | Large | 100 | 61 | 7 renewable | 365.702 | 2010-08-03 | 2008-01-07 | 2011-04-01 | Registered: 22/04/11 (18/07/11) | NC | ACM0002 ver. 11 | NO | Yes | Grid-connected power from other sources | Asia Pacific | [18 empty] | Switzerland |  |  | Active
4671 | Sichuan Kangding County Lajiaogou Second Stage Hydropower Station Project | New Dam/'Run of the River' | China | Switzerland (Vitol S.A.) | Registered | Korean Foundation for Quality | Caspervandertak Consulting + Gansu Tonghe Investment Project Consulting | Large | 20 | 42826 | 7 renewable | 72.79 | 2010-08-03 | 2007-12-04 | 2011-06-01 | Registered: 14/07/11 (23/09/11) | NC | ACM0002 ver. 11 | NO | NO | Grid-connected power from other sources | Asia Pacific | [18 empty] | Switzerland |  |  | Active
4821 | Yunnan Mangli Hydropower Project | New Dam | China | Japan (Sumitomo Corporation) | Registered | DNV | China National Water Resources & Electric Power Materials & Equipment Co., Ltd. | Large | 36 | 35.72 | 7 renewable | 113.189 | 2010-08-03 | 2008-06-30 | 2011-07-01 | Registered: 07/10/11 (27/12/11) | NC | ACM0002 ver. 11 | NO | Yes | Grid-connected power from other sources | Asia Pacific | [18 empty] | Japan |  |  | Active
4548 | Hekou 23MW Hydropower Project | New Dam/'Run of the River' | China | UK (Trading Emissions PLC) | Registered | Korean Foundation for Quality | EEA Clean Energy China Ltd | Large | 23 | 500 | 7 renewable | 77.621 | 2010-07-30 | 2010-04-23 | 2011-12-01 | Registered: 07/03/11 | NC | ACM0002 ver. 11 | NO | Yes | Grid-connected power from other sources | Asia Pacific | [18 empty] | UK |  |  | Active
5218 | Zhuxi County Chahe Hydro Power Project | New Dam/'Run of the River' | China | UK (Climate Corporation Emissions Trading GmbH) | Registered | DNV | Lechang Wu, Beijing Yongrijinglan Consulting Co., Ltd | Small | 7.5 | - | 7 renewable | 19.74 | 2010-07-29 | 2008-03-10 | 2011-04-01 | Registered: 20/09/11 (27/12/11) | NC | AMS-I.D. ver. 16 | NO | NO | Grid-connected power from other sources | Asia Pacific | [18 empty] | UK |  |  | Active
NYA | 12 MW Upper Joiner Hydro Electric Project in Himachal Pradesh, India | New Dam/'Run of the River' | India | Sweden (Cornland International AB) | At validation | DNV | Zenith Energy Services (P) Ltd. | Small | 12 | - | 7 renewable | 47.11 | 2010-07-28 | 2008-01-23 | 2011-04-01 | Open for comment: 28/07/10 - 26/08/10 |  | AMS-I.D. ver. 16 | NO | NO | Grid-connected power from other sources | Asia Pacific | [18 empty] | Sweden |  |  | Active
NYA | Hainan Ledong Nanzhonghe II Hydropower Project | New Dam | China | UK (Climate Bridge Ltd.) | At validation | Germanischer Lloyd Certification GmbH | Climate Bridge Ltd. | Small | 7 | 108.6 | 7 renewable | 15.371 | 2010-07-28 | 2008-03-10 | 2011-01-01 | Open for comment: 28/07/10 - 26/08/10 |  | AMS-I.D. ver. 16 | NO | NO | Grid-connected power from other sources | Asia Pacific | [18 empty] | UK |  |  | Active
NYA | 100 MW Malana – II, Hydro – Electric Power Project (Malana – II HEP)” at Kullu district of Himachal Pradesh State, India, by M/s Everest Power Private Limited + | New Dam/'Run of the River' | India | - | At validation | Lloyd’s | Energy Infratech Private Limited | Large | 100 | - | 10 fixed | 359.542 | 2010-07-27 | 2006-10-18 | 2011-04-01 | Open for comment: 27/07/10 - 25/08/10 |  | ACM0002 ver. 11 | NO | Yes | Grid-connected power from other sources | Asia Pacific | [18 empty] | - |  |  | Active
5089 | Small Hydro Power Project by Kurmi Energy Private Limited | New Dam/'Run of the River' | India | - | Review requested | DNV | Chandigarh Distillers & Bottlers Ltd. | Small | 8 | 16161 | 10 fixed | 31.088 | 2010-07-24 | 2010-03-29 | 2011-04-01 | Open for comment: 24/07/10 - 22/08/10 | O | AMS-I.D. ver. 16 | NO | NO | Grid-connected power from other sources | Asia Pacific | [18 empty] | - |  |  | Active
4217 | Bujagali Hydropower Project | New Dam/'Run of the River' | Uganda | - | Registered | ERM Certification and Verification Services Ltd. | Climate Focus | Large | 250 | 64.4 | 7 renewable | 904 | 2010-07-23 | 2007-12-24 | 2012-04-08 | Registered: 07/10/11 (30/12/11) | A | ACM0002 ver. 11 | NO | Yes | Diesel Power Generation | Africa & Middle East | [18 empty] | - |  |  | Active
NYA | Yunnan Cangyuan Manghui Hydropower Project | New Dam/'Run of the River' | China | Switzerland (Vitol S.A.) | At validation | TÜV-Rheinland | Beijing YuAn Century Control Engineering Tech. Ltd. Co. | Large | 18.9 | - | 7 renewable | 67.197 | 2010-07-22 | 2006-08-15 | 2010-08-01 | Open for comment: 22/07/10 - 20/08/10 |  | ACM0002 ver. 11 | NO | NO | Grid-connected power from other sources | Asia Pacific | [18 empty] | Switzerland |  |  | Active
NYA | Chacayes Hydroelectric Project, Chile | New Dam/'Run of the River' | Chile | - | At validation | DNV | Perenia Pty Ltd | Large | 111 | 617 | 7 renewable | 382.864 | 2010-07-21 | 2007-12-03 | 2011-11-01 | Open for comment: 21/07/10 - 19/08/10 |  | ACM0002 ver. 11 | NO | Yes | Grid-connected power from other sources | Latin America | [18 empty] | - |  |  | Active
NYA | Gegharot small hydropower project in Armenia | New Dam/'Run of the River' | Armenia | Sweden (Tricorona AB) | At validation | DNV | Zettalumen LLC | Small | 3.6 | - | 7 renewable | 3.278 | 2010-07-20 | 2008-06-13 | 2011-02-01 | Open for comment: 20/07/10 - 18/08/10 |  | AMS-I.D. ver. 16 | NO | NO | Grid-connected power from other sources | Europe | [18 empty] | Sweden |  |  | Active
4771 | Gansu Province Taoping Hydropower Project | New Dam/'Run of the River' | China | UK (Climate Corporation Emissions Trading GmbH) | Registered | DNV | EcoSecurities Group PLC | Small | 7.5 | 284 | 7 renewable | 33.291 | 2010-07-15 | 2008-07-20 | 2011-05-01 | Registered: 16/05/11 (28/07/11) | NC | AMS-I.D. ver. 16 | NO | NO | Grid-connected power from other sources | Asia Pacific | [18 empty] | UK |  |  | Active
4551 | Za Hung Hydropower Project + | New Dam | Vietnam | Switzerland (Vietnam Carbon Assets Ltd.) | Registered | Bureau Veritas Certification Holding SAS | Energy and Environment Consultancy Joint Stock Company | Large | 30 | 130.5 | 7 renewable | 69.309 | 2010-07-15 | 2006-12-28 | 2011-09-01 | Registered: 12/12/11 (02/03/12) | NC | ACM0002 ver. 11 | NO | Yes | Grid-connected power from other sources | Asia Pacific | [18 empty] | Switzerland |  |  | Active
4703 | Vinh Son 5 Hydropower Project | New Dam | Vietnam | Switzerland (Vietnam Carbon Assets Ltd.) | Registered | Bureau Veritas Certification Holding SAS | Energy and Environment Consultancy Joint Stock Company | Large | 28 | 112 | 7 renewable | 58.718 | 2010-07-15 | 2009-07-25 | 2012-01-01 | Registered: 10/06/11 (02/09/11) | NC | ACM0002 ver. 11 | NO | Yes | Grid-connected power from other sources | Asia Pacific | [18 empty] | Switzerland |  |  | Active
NYA | Hainan Ledong Nanzhonghe III Hydropower Project | New Dam | China | UK (Climate Bridge Ltd.) | At validation | Germanischer Lloyd Certification GmbH | Climate Bridge Ltd. | Small | 9 | 622.4 | 7 renewable | 19.803 | 2010-07-10 | 2008-03-10 | 2011-01-01 | Open for comment: 10/07/10 - 08/08/10 |  | AMS-I.D. ver. 16 | NO | NO | Grid-connected power from other sources | Asia Pacific | [18 empty] | UK |  |  | Active
4290 | Sichuan Yinglin 15MW Hydropower Project | New Dam/'Run of the River' | China | Sweden (Carbon Asset Management Sweden AB) | Registered | DNV | College of Environmental Science and Engineering, Hunan University | Small | 15 | 50 | 7 renewable | 63.432 | 2010-07-09 | 2009-06-24 | 2011-06-01 | Registered: 10/03/11 | NC | AMS-I.D. ver. 16 | NO | NO | Grid-connected power from other sources | Asia Pacific | [18 empty] | Sweden |  |  | Active
NYA | Baños V Hydroelectric Power Plant (BVHPPP) | New Dam/'Run of the River' | Peru | - | At validation | TÜV-NORD | ÉcoRessources | Small | 9.2 | - | 7 renewable | 36.05 | 2010-07-09 | 2009-10-31 | 2012-01-01 | Open for comment: 09/07/10 - 07/08/10 |  | AMS-I.D. ver. 16 | NO | NO | Grid-connected power from other sources | Latin America | [18 empty] | - |  |  | Active
NYA | Pantabangan Hydro Electric Power Plant Refurbishment and Upgrade Project in Nueva Ecija, Philippines | Existing Dam | Philippines | - | At validation | DNV | SEEDLinks Philippines, Inc. | Large | 44 | - | 7 renewable | 56.807 | 2010-07-07 | 2008-01-24 | 2011-01-01 | Open for comment: 07/07/10 - 05/08/10 |  | ACM0002 ver. 11 | NO | Yes | Grid-connected power from other sources | Asia Pacific | [18 empty] | - |  |  | Active
4434 | Sichuan Li County Jiujiapeng Hydropower Project | New Dam | China | Sweden (Carbon Asset Management Sweden AB) | Registered | Lloyd’s | Tricorona Carbon Asset Management Sweden AB | Large | 16 | - | 7 renewable | 49.904 | 2010-07-07 | 2009-07-25 | 2011-06-01 | Registered: 11/02/11 | NC | ACM0002 ver. 11 | NO | NO | Grid-connected power from other sources | Asia Pacific | [18 empty] | Sweden |  |  | Active
4609 | Sichuan Shimian Songlinhe Hongyi Hydropower Project | New Dam/'Run of the River' | China | Switzerland (Vitol S.A.) + UK (European Carbon Capital Limited) | Registered | TÜV-Rheinland | Hunan CDM Project Service Center | Large | 80 | - | 7 renewable | 320.076 | 2010-07-06 | 2006-11-12 | 2011-01-01 | Registered: 20/05/11 (05/08/11) | NC | ACM0002 ver. 11 | NO | Yes | Grid-connected power from other sources | Asia Pacific | 143.331 | 2012-04-02 | 143.331 | [14 empty] | RINA | Switzerland | UK |  | Active
5288 | Yunnan Niulangou Hydropower Project | New Dam/'Run of the River' | China | - | Registered | TÜV-Rheinland | Goldchina Consultancy International Co., Ltd. | Large | 24.8 | 310 | 7 renewable | 85.164 | 2010-07-01 | 2009-10-23 | 2012-01-01 | Registered: 14/11/11 (19/01/12) | NC | ACM0002 ver. 11 | NO | Yes | Grid-connected power from other sources | Asia Pacific | [18 empty] | - |  |  | Active
5407 | Zhenxiong County Pingzi Hydropower Project | New Dam | China | UK (Renaissance Carbon Investment Ltd) | Registered | China Environmental United Certification Center Co., Ltd. | Gaoneng Hydropower Development Company Limited of Yunnan Province | Small | 15 | 50 | 7 renewable | 52.818 | 2010-07-01 | 2007-10-15 | 2011-01-01 | Registered: 17/02/12 (03/05/12) | NC | AMS-I.D. ver. 16 | NO | NO | Grid-connected power from other sources | Asia Pacific | [18 empty] | UK |  |  | Active
NYA | Gangani Small Hydro Electric Project | New Dam/'Run of the River' | India | Germany (RWE Power Aktiengesellschaft) | At validation | DNV | Agrinergy Consultancy Pvt Ltd | Small | 8 | - | 7 renewable | 37.953 | 2010-07-01 | 2007-11-27 | 2011-01-01 | Open for comment: 01/07/10 - 30/07/10 |  | AMS-I.D. ver. 16 | NO | NO | Grid-connected power from other sources | Asia Pacific | [18 empty] | Germany |  |  | Active
4501 | Guizhou Beilei 8.4MW Hydro Power Project | New Dam/'Run of the River' | China | UK (Climate Bridge Ltd. + Noble Carbon Credits Limited) | Registered | Germanischer Lloyd Certification GmbH | Climate Bridge Ltd. | Small | 8.4 | 283 | 7 renewable | 22.911 | 2010-07-01 | 2007-12-27 | 2010-12-01 | Registered: 18/02/11 | PB | AMS-I.D. ver. 16 | NO | NO | Grid-connected power from other sources | Asia Pacific | [18 empty] | UK |  |  | Active
NYA | Beas Mini Hydroelectric Project | New Dam/'Run of the River' | India | UK (Agrinergy Pte Ltd) + Germany (RWE Power Aktiengesellschaft) | At validation | DNV | Agrinergy Consultancy Pvt Ltd | Small | 2.25 | - | 7 renewable | 10.739 | 2010-06-30 | 2008-03-08 | 2011-01-01 | Open for comment: 30/06/10 - 29/07/10 |  | AMS-I.D. ver. 16 | NO | NO | Grid-connected power from other sources | Asia Pacific | [18 empty] | UK | Germany |  | Active
4729 | Sichuan Ganzi Jiulong Wuyiqiao Hydropower Project | New Dam | China | Switzerland (Vitol S.A.) + UK (European Carbon Capital Limited) | Registered | TÜV-Rheinland | Hunan CDM Project Service Center | Large | 132 | 1089 | 7 renewable | 447.49 | 2010-06-30 | 2007-02-06 | 2011-01-01 | Registered: 09/05/11 (20/07/11) | NC | ACM0002 ver. 11 | NO | Yes | Grid-connected power from other sources | Asia Pacific | [18 empty] | Switzerland | UK |  | Active
NYA | Dam spillage based small hydro power project in Maharashtra, India | New Dam | India | - | At validation | TÜV-NORD | Mohite & Mohite (Engineers and Contractors) Pvt. Ltd. | Small | 8 | - | 10 fixed | 11.883 | 2010-06-29 | 2009-06-10 | 2011-01-01 | Open for comment: 29/06/10 - 28/07/10 |  | AMS-I.D. ver. 16 | NO | NO | Grid-connected power from other sources | Asia Pacific | [18 empty] | - |  |  | Active
NYA | Sichuan Keguang 2nd Level Small Hydropower Project | New Dam | China | Switzerland (Q.C.A. - Quality Carbon Asset AG (Swiss Quality Carbon) + Arcadia Energy (Suisse) SA) | At validation | China Environmental United Certification Center Co., Ltd. | Changsha Wuseshi Environmental Protection Technology Co., Ltd. | Small | 11 | 31.61 | 10 fixed | 44.083 | 2010-06-25 | 2010-02-26 | 2012-01-01 | Open for comment: 25/06/10 - 24/07/10 |  | AMS-I.D. ver. 16 | NO | NO | Grid-connected power from other sources | Asia Pacific | [18 empty] | Switzerland |  |  | Active
5612 | Sichuan Keguang 1st Level Hydropower Project | New Dam | China | Switzerland (Q.C.A. - Quality Carbon Asset AG (Swiss Quality Carbon) + Arcadia Energy (Suisse) SA) | Registered | China Environmental United Certification Center Co., Ltd. | Changsha Wuseshi Environmental Protection Technology Co., Ltd. | Large | 20 | 38.61 | 10 fixed | 79.957 | 2010-06-25 | 2010-02-26 | 2011-07-01 | Registered: 06/03/12 (22/05/12) | NC | ACM0002 ver. 11 | NO | NO | Grid-connected power from other sources | Asia Pacific | [18 empty] | Switzerland |  |  | Active
5266 | Sichuan Keguang 3rd Level Hydropower Project | New Dam | China | Switzerland (Q.C.A. - Quality Carbon Asset AG (Swiss Quality Carbon) + Arcadia Energy (Suisse) SA) | Registered | China Environmental United Certification Center Co., Ltd. | Changsha Wuseshi Environmental Protection Technology Co., Ltd. | Large | 22 | 44 | 10 fixed | 87.79 | 2010-06-25 | 2009-08-28 | 2011-01-01 | Registered: 16/01/12 (10/04/12) | NC | ACM0002 ver. 11 | NO | Yes | Grid-connected power from other sources | Asia Pacific | [18 empty] | Switzerland |  |  | Active
5244 | Sichuan Luomu 2nd Level and Muguaping Bundled Small Hydropower Project | New Dam/'Run of the River' | China | Switzerland (Climate Protection Invest AG) | Registered | China Environmental United Certification Center Co., Ltd. | Changsha Wuseshi Environmental Protection Technology Co., Ltd. | Small | 5 | - | 10 fixed | 40.531 | 2010-06-25 | 2008-04-15 | 2011-04-01 | Registered: 27/09/11 (22/12/11) | NC | AMS-I.D. ver. 16 | NO | NO | Grid-connected power from other sources | Asia Pacific | [18 empty] | Switzerland |  |  | Active
NYA | Sogamoso Hydroelectric Project | New Dam | Colombia | - | At validation | RINA | ISAGEN S.A. ESP | Large | 820 | 11.78 | 7 renewable | 1375.232 | 2010-06-25 | 2009-08-05 | 2014-01-01 | Open for comment: 25/06/10 - 24/07/10 |  | ACM0002 ver. 11 | NO | Yes | Grid-connected power from other sources | Latin America | [18 empty] | - |  |  | Active
4276 | Guangxi Dahua Hydropower Project | Existing Dam | China | UK (Macquarie Bank Limited) | Registered | ERM Certification and Verification Services Ltd. | China National Water Resources & Electric Power Materials & Equipment Co., Ltd. | Large | 110 | - | 7 renewable | 228.536 | 2010-06-24 | 2008-11-16 | 2011-01-01 | Registered: 20/09/11 (27/12/11) | A, SD, O | ACM0002 ver. 11 | NO | Yes | Grid-connected power from other sources | Asia Pacific | [18 empty] | UK |  |  | Active
4102 | Dukouba 129MW Hydropower Project in Chongqing City | New Dam/'Run of the River' | China | Japan (ECO Asset Incorporated) | Registered | Deloitte | Cleanergy Investment Service (Beijing) Co., Ltd. | Large | 129 | 47.65 | 7 renewable | 363.425 | 2010-06-23 | 2007-06-18 | 2011-09-01 | Registered: 25/02/11 | NC | ACM0002 ver. 11 | NO | Yes | Grid-connected power from other sources | Asia Pacific | [18 empty] | Japan |  |  | Active
3960 | Nanjiangkou Small Hydropower Project in Yu’nan County, Guangdong Province, China | New Dam/'Run of the River' | China | UK (CF Carbon Fund II Limited) | Registered | China Environmental United Certification Center Co., Ltd. | Beijing Haohua Rivers International Water Engineering Consulting Co., Ltd. | Small | 12 | 10.43 | 7 renewable | 28.376 | 2010-06-23 | 2009-07-26 | 2011-01-01 | Registered: 17/06/11 (09/09/11) | NC | AMS-I.D. ver. 16 | NO | NO | Grid-connected power from other sources | Asia Pacific | [18 empty] | UK |  |  | Active
NYA | Kattepura Mini Hydel Scheme at Karnataka, India | New Dam/'Run of the River' | India | - | At validation | TÜV-NORD | Sai Nireeha Power Project Private Limited | Small | 5 | - | 10 fixed | 12.137 | 2010-06-22 | 2009-12-21 | 2011-04-01 | Open for comment: 22/06/10 - 21/07/10 |  | AMS-I.D. ver. 16 | NO | NO | Grid-connected power from other sources | Asia Pacific | [18 empty] | - |  |  | Active
4068 | Shawan Hydropower Station, Dadu River, Sichuan Province | New Dam | China | Sweden (Carbon Asset Management Sweden Pte Ltd0 | Registered | ERM Certification and Verification Services Ltd. | Carbon Asset Management Sweden Pte Ltd | Large | 480 | 90.06 | 10 fixed | 1776.074 | 2010-06-22 | 2005-09-27 | 2011-01-01 | Registered: 16/01/11 | NC | ACM0002 ver. 11 | NO | Yes | Grid-connected power from other sources | Asia Pacific | 1160.597 | 2011-07-20 | 219.086 | 2012-01-30 | 941.511 | [12 empty] | TÜV-NORD | Sweden |  |  | Active
5273 | Nam Chanh Hydropower Project, Vietnam | New Dam | Vietnam | Switzerland (ecotawa AG) | Registered | Swiss Association for Quality and Management Systems | ecotawa AG | Small | 2.1 | 50 | 7 renewable | 4.884 | 2010-06-18 | 2008-04-25 | 2010-10-01 | Registered: 30/09/11 (27/12/11) | NC | AMS-I.D. ver. 16 ACM0002 ver. 11 | NO | NO | Grid-connected power from other sources | Asia Pacific | [18 empty] | Switzerland |  |  | Active
NYA | Quang Tin Hydropower Project | New Dam | China | Switzerland (ecotawa AG) | At validation | Swiss Association for Quality and Management Systems | ecotawa AG. | Small | 5 | 7 | 7 renewable | 10.608 | 2010-06-18 | 2007-05-07 | 2010-10-01 | Open for comment: 18/06/10 - 17/07/10 |  | AMS-I.D. ver. 16 ACM0002 ver. 11 | NO | NO | Grid-connected power from other sources | Asia Pacific | [18 empty] | Switzerland |  |  | Active
4584 | Musugou Yiji and Erji 12.4MW Bundled Hydropower Project in Sichuan Province | New Dam | China | Netherlands (OneCarbon International B.V.) | Registered | DNV | Beijing CDM Science and Technology Consulting Co., Ltd | Small | 12.4 | Yiji, 2,645; Erji, 3,030; | 7 renewable | 35.289 | 2010-06-16 | 2009-04-09 | 2010-10-01 | Registered: 30/03/11 (16/06/11) | NC | AMS-I.D. ver. 16 | NO | NO | Grid-connected power from other sources | Asia Pacific | [18 empty] | Netherlands |  |  | Active
NYA | Sichuan Yingxiongba Hydropower Project | New Dam | China | Switzerland (Vitol S.A.) + UK (European Carbon Capital Limited) | At validation | TÜV-Rheinland | Hunan CDM Project Service Center | Large | 56 | - | 7 renewable | 210.653 | 2010-06-15 | 2008-04-15 | 2011-01-01 | Open for comment: 15/06/10 - 14/07/10 |  | ACM0002 ver. 11 | NO | Yes | Grid-connected power from other sources | Asia Pacific | [18 empty] | Switzerland | UK |  | Active
4502 | Qinyu small Hydropower Project in Gansu Province + | New Dam/'Run of the River' | China | UK (MGM Carbon Portfolio, S. a.r. L.) | Registered | Japan Consulting Institute | Gansu Huike Center for Resource and Environmental Technology Transfer | Small | 6.5 | - | 7 renewable | 26.4 | 2010-06-12 | 2007-08-25 | 2011-03-01 | Registered: 18/02/11 | NC | AMS-I.D. ver. 16 | NO | NO | Grid-connected power from other sources | Asia Pacific | [18 empty] | UK |  |  | Active
4347 | Gongba River Small Hydropower Project in Gansu Province + | New Dam/'Run of the River' | China | UK (MGM Carbon Portfolio, S. a r. L) | Registered | Japan Consulting Institute | Gansu Huike Center for Technology Transferring on Resource and Environment | Small | 13.1 | - | 7 renewable | 56.84 | 2010-06-12 | 2007-10-05 | 2011-03-01 | Registered: 04/03/11 | NC | AMS-I.D. ver. 16 | NO | NO | Grid-connected power from other sources | Asia Pacific | [18 empty] | UK |  |  | Active
4248 | Gansu Xinmintan 10MW Expanded Hydropower Project | New Dam/'Run of the River' | China | UK (Climate Bridge Ltd + Noble Carbon Credits Limited) | Registered | Japan Consulting Institute | Climate Bridge Ltd. | Small | 10 | 52.6 | 7 renewable | 37.76 | 2010-06-11 | 2009-07-28 | 2011-04-01 | Registered: 02/03/11 | NC | AMS-I.D. ver. 15 | NO | NO | Grid-connected power from other sources | Asia Pacific | [18 empty] | UK |  |  | Active
4425 | Hunan Shuangpai Wulipai 45MW Hydropower Project | New Dam | China | Switzerland (Vitol S.A.) | Registered | TÜV-Rheinland | TYTF International Environment Consulting (Beijing) Co., Ltd. | Large | 45 | 12.33 | 7 renewable | 141.061 | 2010-06-11 | 2008-08-19 | 2011-02-01 | Registered: 11/02/11 | NC | ACM0002 ver. 11 | NO | Yes | Grid-connected power from other sources | Asia Pacific | [18 empty] | Switzerland |  |  | Active
NYA | Rishiganga Hydroelectric Project (RGHEP), India | New Dam/'Run of the River' | India | - | At validation | TÜV-NORD | SMEC India Pvt. Ltd. | Small | 13.2 | - | 7 renewable | 53.358 | 2010-06-10 | 2007-07-01 | 2010-09-01 | Open for comment: 10/06/10 - 09/07/10 |  | AMS-I.D. ver. 15 | NO | NO | Grid-connected power from other sources | Asia Pacific | [18 empty] | - |  |  | Active
NYA | Gondi Mini Hydel Power Project in Karnataka, India | New Dam/'Run of the River' | India | - | At validation | DNV | Bhadragiri Power Private Limited | Small | 3 | - | 7 renewable | 12.68 | 2010-06-10 | 2007-12-08 | 2010-12-01 | Open for comment: 10/06/10 - 09/07/10 |  | AMS-I.D. ver. 15 | NO | NO | Grid-connected power from other sources | Asia Pacific | [18 empty] | - |  |  | Active
4537 | DakRTih Hydropower Project, Vietnam | New Dam | Vietnam | Switzerland (ecotawa AG) | Registered | Swiss Association for Quality and Management Systems | ecotawa AG | Large | 144 | 12.8 | 7 renewable | 375.241 | 2010-06-10 | 2007-07-19 | 2011-01-01 | Registered: 08/06/11 (02/09/11) | A, S | ACM0002 ver. 11 | Yes | Yes | Grid-connected power from other sources | Asia Pacific | [18 empty] | Switzerland |  |  | Active
NYA | 10 MW grid connected hydro power generation by MHCOIPL in Jammu & Kashmir, India | New Dam/'Run of the River' | India | - | At validation | SIRIM QAS INTERNATIONAL SDN.BHD | Magpie Hydel Construction Operation Industries Private Limited (MHCOIPL) | Small | 10 | - | 10 fixed | 61.802 | 2010-06-09 | 2007-03-30 | 2011-01-01 | Open for comment: 09/06/10 - 08/07/10 |  | AMS-I.D. ver. 15 | NO | NO | Grid-connected power from other sources | Asia Pacific | [18 empty] | - |  |  | Active
NYA | Grid connected Brindavan Hydro Electric Project in Karnataka State, India | Existing Dam | India | - | At validation | SGS | Atria Brindavan Power Limited | Small | 12 | - | 10 fixed | 52.2 | 2010-06-09 | 2007-05-30 | 2010-03-01 | Open for comment: 09/06/10 - 08/07/10 |  | AMS-I.D. ver. 15 | NO | NO | Grid-connected power from other sources | Asia Pacific | [18 empty] | - |  |  | Active
NYA | 30MW Wantou Hydroelectric Project in Renhua County of Guangdong Province | New Dam | China | Finland (Nordic Carbon Fund Ky (NCF) and Fine Carbon Fund Ky (FCF)) | At validation | TÜV-Rheinland | Beijing Jingu Huafeng Energy Investment Co., Ltd. | Large | 30 | 5.2 | 7 renewable | 58.699 | 2010-06-08 | 2008-12-09 | 2010-12-01 | Open for comment: 08/06/10 - 07/07/10 |  | ACM0002 ver. 11 | NO | Yes | Grid-connected power from other sources | Asia Pacific | [18 empty] | Finland |  |  | Active
5071 | LA VEGONA HYDROELECTRIC PROJECT | New Dam/'Run of the River' | Honduras | - | Registered | Colombian Institute for Technical Standards and Certification | GEOINGENIERIA Ingenieros Consultores + Anaconda Carbon | Large | 38.5 | 32.91 | 7 renewable | 108.9 | 2010-06-04 | 2010-05-01 | 2012-01-01 | Registered: 18/08/11 (18/11/11) | NC | ACM0002 ver. 11 | NO | Yes | Grid-connected power from other sources | Latin America | [18 empty] | - |  |  | Active
5069 | Chamelecón 280 Hydroelectric project | New Dam/'Run of the River' | Honduras | - | Rejected | Colombian Institute for Technical Standards and Certification | GEOINGENIERIA Ingenieros Consultores + Anaconda Carbon | Small | 11.157 | 30.31 | 7 renewable | 35.25 | 2010-06-04 | 2009-01-14 | 2011-01-01 | Rejected: 29/02/12 | NC | AMS-I.D. ver. 15 | NO | NO | Grid-connected power from other sources | Latin America | [18 empty] | - |  |  | Active
NYA | Kyoung-chun 2nd Small Hydro Power Plant Project | New Dam | Republic of Korea | - | At validation | Korean Standards Association | Hudigm. Co., Ltd. | Small | 2.1 | - | 10 fixed | 2.928 | 2010-06-01 | 2009-11-25 | 2011-01-01 | Open for comment: 01/06/10 - 30/06/10 |  | AMS-I.D. ver. 15 | NO | NO | Grid-connected power from other sources | Asia Pacific | [18 empty] | - |  |  | Active
4605 | Dala River Estuary Hydropower Plant, Diebu County, Gansu Province + | New Dam/'Run of the River' | China | Japan (Mitsubishi Corporation) | Registered | Japan Consulting Institute | Beijing Changjiang River International Holding. | Large | 52.5 | 69.4 | 7 renewable | 220.585 | 2010-05-29 | 2005-09-19 | 2011-04-01 | Registered: 02/11/11 (30/12/11) | NC | ACM0002 ver. 11 | NO | Yes | Grid-connected power from other sources | Asia Pacific | [18 empty] | Japan |  |  | Active
NYA | Marco Baldo Small Hydropower Plant of GHG emission reduction (named PCH Marco Baldo) | New Dam/'Run of the River' | Brazil | - | At validation | TÜV-NORD | BioGerar Cogeração de Energia Ltda. | Large | 16 | 16.75 | 10 fixed | 24.475 | 2010-05-29 | 2009-04-14 | 2011-08-01 | Open for comment: 29/05/10 - 27/06/10 |  | ACM0002 ver. 11 | NO | NO | Grid-connected power from other sources | Latin America | [18 empty] | - |  |  | Active
4600 | Qingyuan 44MW Hydropower Project | New Dam/'Run of the River' | China | Japan (ECO ASSET Incorporated) | Registered | Deloitte | Beijing Haohua Rivers International Water Engineering Consulting Co., Ltd | Large | 44 | 12.87 | 7 renewable | 159.624 | 2010-05-27 | 2009-11-30 | 2011-05-01 | Registered: 09/05/11 (21/07/11) | NC | ACM0002 ver. 11 | NO | Yes | Grid-connected power from other sources | Asia Pacific | [18 empty] | Japan |  |  | Active
5532 | Yunnan Shidi River 1st Level 30MW Hydropower Project | New Dam/'Run of the River' | China | Germany GETEC Climate Projects GmbH) | Registered | TÜV-NORD | Gold Carbon Coordinate (Beijing) Global Environmental Technology CO.LTD. | Large | 30 | 6646 | 7 renewable | 98.978 | 2010-05-26 | 2008-07-02 | 2010-10-01 | Registered: 26/01/12 (13/04/12) | NC | ACM0002 ver. 11 | NO | Yes | Grid-connected power from other sources | Asia Pacific | [18 empty] | Germany |  |  | Active
NYA | Sichuan Jinyangcangfang Hydropower Project | New Dam/'Run of the River' | China | Sweden (Nordic Environment Finance Corporation NEFCO in its capacity as Fund Manager to the NEFCO Carbon Fund) | At validation | TÜV-Rheinland | Chinese Renewable Energy Industries Association | Large | 15.9 | - | 7 renewable | 52.411 | 2010-05-25 | 2009-03-13 | 2011-03-01 | Open for comment: 25/05/10 - 23/06/10 |  | ACM0002 ver. 11 | NO | NO | Grid-connected power from other sources | Asia Pacific | [18 empty] | Sweden |  |  | Active
5543 | Hunan Xupu Zhuxijiang 10 MW Hydro Power Project | New Dam | China | UK (Climate Bridge Ltd. + Noble Carbon Credits Limited) | Registered | TÜV-NORD | Climate Bridge Ltd. | Small | 10 | 45.5 | 7 renewable | 29.069 | 2010-05-25 | 2009-04-01 | 2011-01-01 | Registered: 21/02/12 (02/05/12) | NC | AMS-I.D. ver. 15 | NO | NO | Grid-connected power from other sources | Asia Pacific | [18 empty] | UK |  |  | Active
4719 | Bundled Small Hydropower Project on Nameguo River of Yunnan | New Dam | China | Spain (Endesa Carbono S.L.) | Registered | Spanish Association for Standardisation and Certification | Additional Consulting and Engineering | Small | 11.3 | Dawantian, 8,333; Maocaotian, 2,133; Cengzishan, 9,143; Xintian, 3,125; | 7 renewable | 31.879 | 2010-05-25 | 2009-11-03 | 2010-09-01 | Registered: 29/04/11 (18/07/11) | NC | AMS-I.D. ver. 15 | NO | NO | Grid-connected power from other sources | Asia Pacific | [18 empty] | Spain |  |  | Active
4027 | Houchang Small Hydropower Project in Shuicheng County, Guizhou Province, China | New Dam | China | Japan (ECO ASSET Incorporated) | Registered | Deloitte | Beijing Haohua Rivers International Water Engineering Consulting Co. Ltd. | Small | 9.6 | 130.61 | 7 renewable | 29.178 | 2010-05-25 | 2009-09-09 | 2011-01-01 | Registered: 28/12/10 | NC | AMS-I.D. ver. 15 | NO | NO | Grid-connected power from other sources | Asia Pacific | [18 empty] | Japan |  |  | Active
NYA | Sichuan Yuexi Chayuan (Phase II) Hydro Power Project | New Dam/'Run of the River' | China | Sweden (Nordic Environment Finance Corporation NEFCO in its capacity as Fund Manager to the NEFCO Carbon Fund) | At validation | TÜV-Rheinland | Chinese Renewable Energy Industries Association | Large | 20 | - | 7 renewable | 74.697 | 2010-05-25 | 2007-07-18 | 2010-07-01 | Open for comment: 25/05/10 - 23/06/10 |  | ACM0002 ver. 11 | NO | NO | Grid-connected power from other sources | Asia Pacific | [18 empty] | Sweden |  |  | Active
NYA | Yunnan Dali Tiechuanqiao Hydro Power Project | New Dam | China | Switzerland (Essent Trading International S.A.) | At validation | DNV | China National Water Resources & Electric Power Materials & Equipment Co., Ltd. | Large | 42 | 35.72 | 7 renewable | 144.393 | 2010-05-22 | 2008-11-03 | 2011-04-01 | Open for comment: 22/05/10 - 20/06/10 |  | ACM0002 ver. 11 | NO | Yes | Grid-connected power from other sources | Asia Pacific | [18 empty] | Switzerland |  |  | Active
NYA | Dos Mares Hydroelectric Project (DMHP) + | New Dam/'Run of the River' | Panama | - | At validation | ERM Certification and Verification Services Ltd. | Tractebel Engineering S.A. + Econergy Brasil Ltda + GDF SUEZ Latin America | Large | 117.79 | 104 | 7 renewable | 330.017 | 2010-05-22 | 2008-07-04 | 2011-01-01 | Open for comment: 22/05/10 - 20/06/10 |  | ACM0002 ver. 11 | NO | Yes | Grid-connected power from other sources | Latin America | [18 empty] | - |  |  | Active
4275 | Guizhou Qingshuitang 9MW Hydro Project | New Dam | China | Sweden (Carbon Asset Management Sweden Pte Ltd) | Registered | SIRIM QAS INTERNATIONAL SDN.BHD | Tricorona Carbon Asset Management | Small | 9 | 11 | 7 renewable | 27.336 | 2010-05-22 | 2007-11-12 | 2011-01-01 | Registered: 05/04/11 (27/06/11) | NC | AMS-I.D. ver. 15 | NO | NO | Grid-connected power from other sources | Asia Pacific | [18 empty] | Sweden |  |  | Active
4446 | Xinjiang Kashi River Wenquan Hydropower Project | New Dam/'Run of the River' | China | Japan (ECO Asset Incorporated) | Registered | ERM Certification and Verification Services Ltd. | Beijing Changjiang River International Holding | Large | 135 | 12.6 | 7 renewable | 561.824 | 2010-05-22 | 2008-05-28 | 2011-04-01 | Registered: 03/03/11 | NC | ACM0002 ver. 11 | NO | Yes | Grid-connected power from other sources | Asia Pacific | [18 empty] | Japan |  |  | Active
NYA | Alto Rio Pará Small Hydroelectric Plants | New Dam/'Run of the River' | Brazil | - | At validation | TÜV-Rheinland | AMBIENTE GESTÃO EM SUSTENTABILILIDADE LTDA. | Small | 6.2 | 18.78 | 7 renewable | 7356.52 | 2010-05-20 | 2009-10-01 | 2010-05-01 | Open for comment: 20/05/10 - 18/06/10 |  | AMS-I.D. ver. 15 | NO | NO | Grid-connected power from other sources | Latin America | [18 empty] | - |  |  | Active
5282 | Diqing Prefecture Niru River Muxingtu Hydropower Station Project | New Dam/'Run of the River' | China | Switzerland (Vitol S.A.) | Registered | TÜV-Rheinland | Caspervandertak Consulting BV | Large | 120 | 1502 | 7 renewable | 407.133 | 2010-05-19 | 2007-03-16 | 2011-10-01 | Registered: 27/10/11 (10/01/12) | NC | ACM0002 ver. 11 | NO | Yes | Grid-connected power from other sources | Asia Pacific | [18 empty] | Switzerland |  |  | Active
4233 | Yunnan Sigangli 18.9MW Hydro Project | New Dam | China | Sweden (Carbon Asset Management Sweden Pte Ltd) | Registered | TÜV-NORD | Carbon Asset Management Sweden AB | Large | 18.9 | 963.8 | 10 fixed | 72.419 | 2010-05-19 | 2009-04-15 | 2011-07-01 | Registered: 05/03/11 | NC | ACM0002 ver. 11 | NO | NO | Grid-connected power from other sources | Asia Pacific | [18 empty] | Sweden |  |  | Active
5037 | Xiangshui Expansion Hydropower Project in Yunnan & Guizhou Province, China | Existing Dam | China | UK (CF Carbon Fund II Limited) | Registered | DNV | Beijing Haohua Rivers International Water Engineering Consulting Co. Ltd. | Large | 130 | - | 7 renewable | 213.232 | 2010-05-15 | 2008-08-19 | 2011-01-01 | Registered: 28/07/11 (17/10/11) | NC | ACM0002 ver. 11 | NO | Yes | Grid-connected power from other sources | Asia Pacific | [18 empty] | UK |  |  | Active
4210 | Dak Srong 2A Hydropower Project | New Dam/'Run of the River' | Vietnam | Switzerland (Bunge Emissions Holdings Sarl) | Registered | Swiss Association for Quality and Management Systems | Kyoto Energy Pte. Ltd. | Large | 18 | 145 | 7 renewable | 34.69 | 2010-05-13 | 2009-02-18 | 2010-12-01 | Registered: 02/07/11 | NC | ACM0002 ver. 11 | NO | NO | Grid-connected power from other sources | Asia Pacific | [18 empty] | Switzerland |  |  | Active
4338 | Thanh Thuy Hydropower Project | New Dam/'Run of the River' | Vietnam | Switzerland (Bunge Emissions Holdings Sarl) | Registered | Swiss Association for Quality and Management Systems | Kyoto Energy Pte. Ltd. | Large | 18 | - | 7 renewable | 43.697 | 2010-05-13 | 2008-12-08 | 2010-10-01 | Registered: 03/05/11 (25/07/11) | NC | ACM0002 ver. 11 | NO | NO | Grid-connected power from other sources | Asia Pacific | [18 empty] | Switzerland |  |  | Active
5709 | Hunan Daxing Small Hydropower Project | New Dam | China | Germany (ecolutions Trading GmbH) + UK (Gazprom Marketing and Trading Limited) | Registered | TÜV-Rheinland | Hunan CDM Project Service Center + Hunan Xiangke Clean Development Co., Ltd. | Small | 7.2 | 84.7 | 7 renewable | 19.06 | 2010-05-13 | 2009-06-02 | 2012-01-01 | Registered: 07/03/12 (18/05/12) | NC | AMS-I.D. ver. 15 | NO | NO | Grid-connected power from other sources | Asia Pacific | [18 empty] | Germany | UK |  | Active
4779 | Sichuan Muli Ninglang Hydropower Station Project | New Dam/'Run of the River' | China | Switzerland (Vitol S.A.) | Registered | TÜV-Rheinland | Caspervandertak Consulting + Gansu Tonghe Investment Project Consulting | Large | 114 | 350 | 7 renewable | 372.354 | 2010-05-13 | 2008-12-23 | 2011-06-01 | Registered: 29/08/11 (14/11/11) | NC | ACM0002 ver. 11 | NO | Yes | Grid-connected power from other sources | Asia Pacific | [18 empty] | Switzerland |  |  | Active
4353 | Yunnan Yongsheng County Small Scale Hydropower Bundled Project | New Dam/'Run of the River' | China | Germany (RWE Power Aktiengesellschaft) | Registered | China Environmental United Certification Center Co., Ltd. | Accord Global Environment Technology (Beijing) Co., Ltd. | Small | 10 | First cascade 57,000; Second cascade 130; Third cascade 686; | 7 renewable | 34.373 | 2010-05-13 | 2007-06-23 | 2011-01-01 | Registered: 25/04/11 (20/07/11) | NC | AMS-I.D. ver. 15 | NO | NO | Grid-connected power from other sources | Asia Pacific | [18 empty] | Germany |  |  | Active
4490 | Baiguoshu 6.4MW Hydropower Project in Guizhou Province, China | New Dam/'Run of the River' | China | UK (Climate Bridge Ltd. + Noble Carbon Credits Limited) | Registered | Germanischer Lloyd Certification GmbH | Climate Bridge Ltd. | Small | 6.4 | 13.72 | 7 renewable | 18.658 | 2010-05-11 | 2007-10-08 | 2010-10-01 | Registered: 11/02/11 | NC | AMS-I.D. ver. 15 | NO | NO | Grid-connected power from other sources | Asia Pacific | [18 empty] | UK |  |  | Active
4666 | Hunan Jinqiao 7MW Cascade Small Hydropower Project | New Dam/'Run of the River' | China | Netherlands (Eneco Energy Trade B.V.) | Registered | TÜV-Rheinland | Hunan CDM Project Service Center | Small | 7 | - | 7 renewable | 22.725 | 2010-05-08 | 2007-04-16 | 2011-01-01 | Registered: 07/07/11 (26/09/11) | NC | AMS-I.D. ver. 15 | NO | NO | Grid-connected power from other sources | Asia Pacific | [18 empty] | Netherlands |  |  | Active
NYA | Sichuan Huadian Xixi River Hydro-electricity Development Co., Ltd. Luogu Hydroelectric Project | New Dam | China | UK (EcoSecurities International Limited) | At validation | Lloyd’s | EcoSecurities International Limited | Large | 110 | 24 | 7 renewable | 388.867 | 2010-05-08 | 2006-09-30 | 2011-01-01 | Open for comment: 08/05/10 - 06/06/10 |  | ACM0002 ver. 11 | NO | Yes | Grid-connected power from other sources | Asia Pacific | [18 empty] | UK |  |  | Active
4714 | Doc Cay Hydropower Project | New Dam | Vietnam | Sweden (Nordic Environment Finance Corporation NEFCO | Registered | TÜV-Rheinland | Energy and Environment Consultancy Joint Stock Company (VNEEC) | Small | 15 | - | 7 renewable | 34.683 | 2010-05-07 | 2009-09-28 | 2011-01-01 | Registered: 03/05/11 (21/07/11) | NC | AMS-I.D. ver. 15 | NO | NO | Grid-connected power from other sources | Asia Pacific | [18 empty] | Sweden |  |  | Active
5030 | Nam Khanh Hydropower Project | New Dam | Vietnam | Sweden (Nordic Environment Finance Corporation NEFCO) | Registered | TÜV-Rheinland | Energy and Environment Consultancy Joint Stock Company (VNEEC) | Small | 12 | 162.2 | 7 renewable | 27.904 | 2010-05-07 | 2009-01-05 | 2011-07-01 | Registered: 05/09/11 (25/11/11) | NC | AMS-I.D. ver. 15 | NO | NO | Grid-connected power from other sources | Asia Pacific | [18 empty] | Sweden |  |  | Active
4688 | Luoning Yumenhe Hydropower Project in Henan Province, P.R.China | New Dam | China | Japan (Eco Asset Incorporated.) | Registered | TÜV-Rheinland | Beijing Changjiang River International Holding | Small | 10.5 | 5.824 | 7 renewable | 31.867 | 2010-05-07 | 2007-01-01 | 2010-10-01 | Registered: 19/04/11 (12/07/11) | NC | AMS-I.D. ver. 15 | NO | NO | Grid-connected power from other sources | Asia Pacific | [18 empty] | Japan |  |  | Active
NYA | Xinjiang Akeyazi River Simutasi Hydropower Station Project | New Dam | China | Japan (Eco Asset Incorporated.) | At validation | TÜV-Rheinland | Caspervandertak Consulting | Large | 110 | 60.4 | 7 renewable | 263.929 | 2010-05-07 | 2010-12-03 | 2011-01-01 | Open for comment: 07/05/10 - 05/06/10 |  | ACM0002 ver. 11 | NO | Yes | Grid-connected power from other sources | Asia Pacific | [18 empty] | Japan |  |  | Active
4113 | Chongqing Shizhu County 48MW Yangdong River (Dukou) Hydropower Station | New Dam | China | Switzerland (Vitol S.A.) | Registered | China Quality Certification Center | Beijing Tianqing Power International CDM Consulting, Co., Ltd. | Large | 48 | 48.19 | 7 renewable | 178.234 | 2010-05-06 | 2009-01-01 | 2012-01-01 | Registered: 19/02/11 | NC | ACM0002 ver. 11 | NO | Yes | Grid-connected power from other sources | Asia Pacific | [18 empty] | Switzerland |  |  | Active
4764 | Hunan Wutong Small Hydropower Project | New Dam/'Run of the River' | China | Netherlands (Eneco Energy Trade B.V.) | Registered | RINA | Hunan CDM Project Service Centre | Small | 7.2 | 84.11 | 7 renewable | 19.482 | 2010-05-06 | 2008-07-21 | 2011-01-01 | Registered: 06/05/11 (20/07/11) | NC | AMS-I.D. ver. 15 | NO | NO | Grid-connected power from other sources | Asia Pacific | [18 empty] | Netherlands |  |  | Active
4557 | Hunan Xiaohe Small Hydropower Project | New Dam | China | Netherlands (Eneco Energy Trade B.V.) | Registered | RINA | Hunan CDM Project Service Center | Small | 5 | 5.48 | 7 renewable | 13.544 | 2010-05-06 | 2007-05-22 | 2011-01-01 | Registered: 08/03/11 | NC | AMS-I.D. ver. 15 | NO | NO | Grid-connected power from other sources | Asia Pacific | [18 empty] | Netherlands |  |  | Active
NYA | Foz do Chapecó Hydroelectric Project | New Dam/'Run of the River' | Brazil | - | At validation | DNV | EcoSecurities Brasil Ltda | Large | 855 | 22.6 | 10 fixed | 718.724 | 2010-05-05 | 2007-08-01 | 2010-09-01 | Open for comment: 05/05/10 - 03/06/10 |  | ACM0002 ver. 11 | NO | Yes | Grid-connected power from other sources | Latin America | [18 empty] | - |  |  | Active
4604 | Hunan Houpi Bundled Small Hydropower Project | New Dam/'Run of the River' | China | Japan (ECO Asset Incorporated.) | Registered | TÜV-NORD | Hunan CDM Project Service Center | Small | 5 | - | 7 renewable | 15.034 | 2010-05-04 | 2008-04-20 | 2011-01-01 | Registered: 06/05/11 (21/07/11) | NC | AMS-I.D. ver. 15 | NO | NO | Grid-connected power from other sources | Asia Pacific | [18 empty] | Japan |  |  | Active
NYA | Song Giang 2 Hydro Power Project + | New Dam | Vietnam | Switzerland (Vitol S.A.) | At validation | TÜV-NORD | Hanam Carbon + Caspervandertak Consulting | Large | 37 | 197.74 | 7 renewable | 70.254 | 2010-05-04 | 2006-03-10 | 2011-01-01 | Open for comment: 04/05/10 - 02/06/10 |  | ACM0002 ver. 11 | NO | Yes | Grid-connected power from other sources | Asia Pacific | [18 empty] | Switzerland |  |  | Active
4829 | Nam Trai 4 Hydropower Project | New Dam | Vietnam | Sweden (Nordic Environment Finance Corporation NEFCO) | Registered | TÜV-Rheinland | Energy and Environment Consultancy Joint Stock Company (VNEEC) | Small | 9.6 | 31.9 | 7 renewable | 21.085 | 2010-05-01 | 2009-04-19 | 2012-01-01 | Registered: 16/08/11 (18/11/11) | NC | AMS-I.D. ver. 15 | NO | NO | Grid-connected power from other sources | Asia Pacific | [18 empty] | Sweden |  |  | Active
4339 | Florín Small Hydro + | New Dam/'Run of the River' | Chile | - | Registered | SGS | Vives y Cia. | Small | 8.2 | - | 7 renewable | 25.367 | 2010-05-01 | 2010-02-01 | 2012-01-01 | Registered: 19/01/11 | NC | AMS-I.D. ver. 15 | NO | NO | Grid-connected power from other sources | Latin America | [18 empty] | - |  |  | Active
4694 | Sichuan Shangluo Small Hydropower Project | New Dam | China | Netherlands (Eneco Energy Trade B.V.) | Registered | TÜV-Rheinland | Hunan CDM Project Service Center | Small | 3.75 | 9.32 | 7 renewable | 14.636 | 2010-04-29 | 2007-12-16 | 2011-01-01 | Registered: 19/04/11 (12/07/11) | NC | AMS-I.D. ver. 15 | NO | NO | Grid-connected power from other sources | Asia Pacific | [18 empty] | Netherlands |  |  | Active
NYA | 24 MW Tunga Mini Hydel Project at Shimoga District Of Karnataka State, India | New Dam/'Run of the River' | India | - | At validation | TÜV-NORD | M/s. Greenstratos Consulting (P) Ltd. | Large | 24 | - | 10 fixed | 44.926 | 2010-04-23 | 2009-04-04 | 2010-12-01 | Open for comment: 23/04/10 - 22/05/10 |  | ACM0002 ver. 11 | NO | Yes | Grid-connected power from other sources | Asia Pacific | [18 empty] | - |  |  | Active
NYA | Increased electricity generation from Ertan Hydropower Plant through Decision Support System optimization | Existing Dam | China | - | At validation | Germanischer Lloyd Certification GmbH | Beijing RuiChi Electric Power Information Technology Co. Ltd. | - | - | - | 10 fixed | 500.026 | 2010-04-23 | 2010-11-01 | 2011-01-01 | Open for comment: 23/04/10 - 22/05/10 |  | AM0052 ver. 2 | NO | NO | Grid-connected power from other sources | Asia Pacific | [18 empty] | - |  |  | Active
4168 | Jiutiaoling Small Hydropower Project, Gansu Province | New Dam/'Run of the River' | China | UK (Climate Corporation Emissions Trading GmbH) | Registered | DNV | Gansu Huike Center for Technology Transferring on Resource and Environment | Small | 8.7 | - | 7 renewable | 28.128 | 2010-04-23 | 2008-07-28 | 2010-07-01 | Registered: 04/03/11 (30/06/11) | NC | AMS-I.D. ver. 15 | NO | NO | Grid-connected power from other sources | Asia Pacific | [18 empty] | UK |  |  | Active
4931 | The Second Hydropower Project in Hetao Irrigation District of Inner Mongolia | New Dam/'Run of the River' | China | Japan (ECO Asset Incorporated) | Registered | TÜV-Rheinland | Hunan CDM Project Service Centre | Small | 10 | - | 7 renewable | 28.696 | 2010-04-22 | 2009-07-17 | 2011-07-01 | Registered: 17/11/11 (10/02/12) | NC | AMS-I.D. ver. 15 | NO | NO | Grid-connected power from other sources | Asia Pacific | [18 empty] | Japan |  |  | Active
4328 | Qinglang Hydropower Project in Sichuan Province | New Dam/'Run of the River' | China | UK (Barclays Bank Plc) | Registered | Bureau Veritas Certification Holding SAS | Redox International Consulting (Peking) Co. Ltd. | Large | 180 | 5836 | 7 renewable | 627.386 | 2010-04-20 | 2008-03-13 | 2011-01-01 | Registered: 08/04/11 | NC | ACM0002 ver. 11 | NO | Yes | Grid-connected power from other sources | Asia Pacific | 186.168 | 2011-12-27 | 186.168 | [14 empty] | ERM Certification and Verification Services | UK |  |  | Active
4768 | Shiyazi Hydro power Project in Guizhou Province China | New Dam | China | Japan (Eco Asset Inc.) | Registered | China Environmental United Certification Center Co., Ltd. | Honor Carbon Asset & High-Technology Project Management Co., Ltd. | Large | 140 | 17.4 | 7 renewable | 368.213 | 2010-04-17 | 2007-08-16 | 2011-01-01 | Registered: 05/09/11 (24/11/11) | NC | ACM0002 ver. 11 | NO | Yes | Grid-connected power from other sources | Asia Pacific | [18 empty] | Japan |  |  | Active
4750 | Chongqing Chengkou County Bashan Hydropower Station Project | New Dam | China | Netherlands (AES Carbon Exchange Ltd.) | Registered | China Environmental United Certification Center Co., Ltd. | Caspervandertak Consulting + Gansu Tonghe Investment Project Consulting Co., Ltd. | Large | 140 | 24.5 | 7 renewable | 382.839 | 2010-04-17 | 2006-03-25 | 2011-02-01 | Registered: 06/05/11 (14/07/11) | NC | ACM0002 ver. 11 | NO | Yes | Grid-connected power from other sources | Asia Pacific | [18 empty] | Netherlands |  |  | Active
4913 | Chongqing Chengkou Baiguoping 10MW Hydropower Station Project | New Dam/'Run of the River' | China | Netherlands (AES Carbon Exchange Ltd.) | Registered | China Environmental United Certification Center Co., Ltd. | Caspervandertak Consulting + Gansu Tonghe Investment Project Consulting Co., Ltd. | Small | 10 | - | 7 renewable | 28.033 | 2010-04-15 | 2007-01-05 | 2011-01-01 | Registered: 27/06/11 (19/09/11) | NC | AMS-I.D. ver. 15 | NO | NO | Grid-connected power from other sources | Asia Pacific | [18 empty] | Netherlands |  |  | Active
4716 | Yunnan Wanmahe Third Cascade Hydropower project | New Dam/'Run of the River' | China | Finland (Nordic Carbon Fund Ky (NCF) and Fine Carbon Fund Ky (FCF)) | Registered | TÜV-Rheinland | Accord Global Environment Technology (Beijing) Co., Ltd. | Small | 14 | 1359 | 7 renewable | 47.543 | 2010-04-15 | 2009-08-30 | 2011-01-01 | Registered: 02/05/11 (22/07/11) | NC | AMS-I.D. ver. 15 | NO | NO | Grid-connected power from other sources | Asia Pacific | [18 empty] | Finland |  |  | Active
NYA | Yunnan Weixi Baijixun Hydropower Project | New Dam | China | Japan (ECO Asset Incorporated) | At validation | Bureau Veritas Certification Holding SAS | Easy Carbon Consultancy Co., Ltd. | Large | 24 | 137.142 | 7 renewable | 75.643 | 2010-04-14 | 2010-10-01 | 2012-01-01 | Open for comment: 14/04/10 - 13/05/10 |  | ACM0002 ver. 11 | NO | Yes | Grid-connected power from other sources | Asia Pacific | [18 empty] | Japan |  |  | Active
4961 | Zhoutian 10.5MW Hydropower Project | New Dam | China | Japan Mitsubishi UFJ Securities Co., Ltd.) | Registered | China Environmental United Certification Center Co., Ltd. | Mitsubishi UFJ Securities (MUS) | Small | 10.5 | 11.67 | 7 renewable | 31.659 | 2010-04-14 | 2010-05-01 | 2012-01-01 | Registered: 01/09/11 (22/11/11) | NC | AMS-I.D. ver. 15 | NO | NO | Grid-connected power from other sources | Asia Pacific | [18 empty] | Japan |  |  | Active
4137 | Chongqing Chengkou County Jianjiawan Hydropower Station Project | New Dam | China | Netherlands (AES Carbon Exchange Ltd.) | Registered | China Environmental United Certification Center Co., Ltd. | Caspervandertak Consulting + Gansu Tonghe Investment Project Consulting Co., Ltd. | Large | 26 | 46.4 | 7 renewable | 59.184 | 2010-04-10 | 2007-03-09 | 2011-02-01 | Registered: 25/02/11 (21/06/11) | NC | ACM0002 ver. 11 | NO | Yes | Grid-connected power from other sources | Asia Pacific | [18 empty] | Netherlands |  |  | Active
NYA | Daksrong Hydro Power Project | New Dam | Vietnam | Germany (RWE POWER AKTIENGESELLSCHAFT) | At validation | ERM Certification and Verification Services Ltd. | Asia Carbon Pte Ltd | Large | 18 | 51.43 | 7 renewable | 38.485 | 2010-04-10 | 2006-01-19 | 2010-10-15 | Open for comment: 10/04/10 - 09/05/10 |  | ACM0002 ver. 11 | NO | NO | Grid-connected power from other sources | Asia Pacific | [18 empty] | Germany |  |  | Active
4818 | 24 MW Dummagudem Hydel project by SLS Power Corporation Limited | New Dam/'Run of the River' | India | - | Registered | TÜV-NORD | Ecolutions Carbon India Private Limited + SLS Power Corporation Limited. | Large | 24 | 192 | 10 fixed | 90.27 | 2010-04-10 | 2009-10-05 | 2010-06-30 | Registered: 11/10/11 (03/01/12) | PB, SD, O | ACM0002 ver. 11 | NO | Yes | Grid-connected power from other sources | Asia Pacific | [18 empty] | - |  |  | Active
4342 | Lianhua I and Lianhua II bundled Small Hydropower Project in Hezhou City, Guangxi Zhuang Autonomous Region, China | New Dam/'Run of the River' | China | Japan (Mitsubishi Corporation) | Registered | Deloitte | Gaoxin Technical Development Co., Ltd. | Small | 9 | Lianhua I: 245.63; Lianhua II: 53.57 | 7 renewable | 22.144 | 2010-04-10 | 2009-12-01 | 2011-07-01 | Registered: 08/04/11 | NC | AMS-I.D. ver. 15 | NO | NO | Grid-connected power from other sources | Asia Pacific | [18 empty] | Japan |  |  | Active
4173 | Liangshan Chunheweishui Small Hydropower Project | New Dam/'Run of the River' | China | Sweden (Carbon Asset Management Sweden Pte Ltd) | Registered | DNV | College of Environmental Science and Engineering, Hunan University | Small | 4.8 | 480 | 10 fixed | 17.609 | 2010-04-10 | 2009-07-12 | 2010-10-01 | Registered: 19/02/11 | NC | AMS-I.D. ver. 15 | NO | NO | Grid-connected power from other sources | Asia Pacific | [18 empty] | Sweden |  |  | Active
5504 | 2 MW Kalm Small Hydro Electric Project in Himachal Pradesh, India | New Dam/'Run of the River' | India | - | Registered | TÜV-NORD | M/s. Sunshine Hydro Power Limited. | Small | 2 | - | 10 fixed | 8.183 | 2010-04-10 | 2007-06-28 | 2011-01-01 | Registered: 13/12/11 (02/03/12) | A | AMS-I.D. ver. 15 | NO | NO | Grid-connected power from other sources | Asia Pacific | [18 empty] | - |  |  | Active
3956 | Mariposas Hydroelectric Project | New Dam/'Run of the River' | Chile | - | Rejected | DNV | Hidroeléctrica Río Lircay S.A. | Small | 6 | - | 7 renewable | 19.2 | 2010-04-08 | 2009-11-19 | 2010-09-01 | Rejected: 14/04/11 | NC | AM0026 ver. 3 | NO | NO | Grid-connected power from other sources | Latin America | [18 empty] | - |  |  | Inactive
4207 | Tailan River the 4th Hydropower Station Project in Wensu County, Aksu Area, Xinjiang Autonomous Region | New Dam/'Run of the River' | China | Sweden (Carbon Asset Management Sweden Pte Ltd) | Registered | TÜV-NORD | Carbon Asset Management Sweden AB | Small | 11.25 | - | 7 renewable | 32.165 | 2010-04-08 | 2008-05-22 | 2010-11-01 | Registered: 19/02/11 | NC | AMS-I.D. ver. 15 | NO | NO | Grid-connected power from other sources | Asia Pacific | [18 empty] | Sweden |  |  | Active
NYA | Huasahuasi I and II Hydroelectric Power Plant | New Dam/'Run of the River' | Peru | Spain (Endesa Carbono S.L.) | At validation | Spanish Association for Standardisation and Certification | Endesa Carbono | Large | 15.86 | 40165 | 7 renewable | 60.613 | 2010-04-08 | 2010-02-12 | 2012-07-01 | Open for comment: 08/04/10 - 07/05/10 |  | ACM0002 ver. 11 | NO | NO | Grid-connected power from other sources | Latin America | [18 empty] | Spain |  |  | Active
5455 | Purmacana Hydroelectric Power Plant | New Dam/'Run of the River' | Peru | Spain (Endesa Carbono S.L.) | Registered | Spanish Association for Standardisation and Certification | Endesa Carbono | Small | 1.8 | - | 7 renewable | 7.204 | 2010-04-08 | 2009-08-06 | 2011-01-01 | Registered: 24/02/12 (11/05/12) | NC | AMS-I.D. ver. 15 | NO | NO | Grid-connected power from other sources | Latin America | [18 empty] | Spain |  |  | Active
NYA | 15 MW Neogal Hydro Electric Power Project, Himachal Pradesh, India | New Dam/'Run of the River' | India | - | At validation | TÜV-NORD | Om Power Corporation Limited | Small | 15 | - | 7 renewable | 69.599 | 2010-04-07 | 2008-05-27 | 2011-04-01 | Open for comment: 07/04/10 - 06/05/10 |  | AMS-I.D. ver. 15 | NO | NO | Grid-connected power from other sources | Asia Pacific | [18 empty] | - |  |  | Active
5367 | 5 MW Dunali Run-of-the-river, Small Hydro Electric Project, Chamba district, Himachal Pradesh by M/s Jala Shakti Limited (JSL) | New Dam/'Run of the River' | India | - | Review requested | Lloyd’s | Jala Shakti Limited | Small | 5 | - | 10 fixed | 17.384 | 2010-04-07 | 2008-04-07 | 2010-11-01 | Review period: 09/03/12 - 05/04/12 | NC | AMS-I.D. ver. 15 | NO | NO | Grid-connected power from other sources | Asia Pacific | [18 empty] | - |  |  | Active
4142 | Hubei Wufeng Shuijinsi, Zhuqiao and Zhifangtou Hydropower Stations Bundled Project | New Dam/'Run of the River' | China | Switzerland (Essent Trading International S.A.) | Registered | DNV | Beijing Tianqing Power International CDM Consulting, Co., Ltd. | Large | 34 | Shuijinsi: 19; Zhuqiao: 277; Zhifangtou: 66; | 7 renewable | 87.375 | 2010-04-07 | 2007-01-01 | 2011-01-01 | Registered: 11/02/11 | NC | ACM0002 ver. 11 | NO | Yes | Grid-connected power from other sources | Asia Pacific | [18 empty] | Switzerland |  |  | Active
NYA | Building of Small HPP-2 at Andijan water basin | New Dam | Uzbekistan | Sweden (Climate Change Management Sweden AB) | At validation | TÜV-NORD | Climate Change Management Sweden AB | Large | 50 | - | 10 fixed | 104.426 | 2010-04-07 | 2007-03-12 | 2011-01-01 | Open for comment: 07/04/10 - 06/05/10 |  | ACM0002 ver. 11 | NO | Yes | Grid-connected power from other sources | Asia Pacific | [18 empty] | Sweden |  |  | Active
4141 | Hubei Xuan’en Jintan Hydropower Station | New Dam/'Run of the River' | China | Switzerland (Essent Trading International S.A.) | Registered | DNV | Beijing Tianqing Power International CDM Consulting, Co., Ltd. | Small | 8 | 25 | 7 renewable | 22.204 | 2010-04-07 | 2007-11-01 | 2010-09-01 | Registered: 10/02/11 | NC | AMS-I.D. ver. 15 | NO | NO | Grid-connected power from other sources | Asia Pacific | [18 empty] | Switzerland |  |  | Active
4130 | Gansu Sunan Xiyinghe III 8.45MW Hydropower Project | New Dam | China | UK (Climate Bridge Ltd.) | Registered | China Quality Certification Center | Climate Bridge Ltd. (U.K.) | Small | 8.45 | - | 7 renewable | 28.456 | 2010-04-04 | 2008-06-15 | 2010-10-01 | Registered: 11/02/11 | NC | AMS-I.D. ver. 15 | NO | NO | Grid-connected power from other sources | Asia Pacific | [18 empty] | UK |  |  | Active
4235 | Hunan Zishui First Cascade Hydropower Project | New Dam/'Run of the River' | China | Finland (Nordic Carbon Fund Ky (NCF) and Fine Carbon Fund Ky (FCF)) | Registered | TÜV-Rheinland | Accord Global Environment Technology (Beijing) Co., Ltd. | Large | 25.5 | 8.17 | 7 renewable | 60.44 | 2010-04-03 | 2007-12-03 | 2011-01-01 | Registered: 26/01/11 | NC | ACM0002 ver. 11 | NO | Yes | Grid-connected power from other sources | Asia Pacific | [18 empty] | Finland |  |  | Active
4287 | Luogu 10MW Hydropower Station Project in Sichuan Province | New Dam/'Run of the River' | China | Sweden (Carbon Asset Management Sweden AB) | Registered | TÜV-NORD | TRICORONA Carbon Asset Management | Small | 10 | - | 7 renewable | 37.88 | 2010-04-01 | 2008-03-01 | 2010-10-01 | Registered: 17/03/11 | NC | AMS-I.D. ver. 15 | NO | NO | Grid-connected power from other sources | Asia Pacific | [18 empty] | Sweden |  |  | Active
4780 | Los Caracoles Hydroelectric Project | New Dam | Argentina | UK (EcoSecurities International Limited) | Registered | DNV | EcoSecurities International Limited | Large | 125.2 | 10.3 | 10 fixed | 348.55 | 2010-04-01 | 2004-09-03 | 2011-01-01 | Registered: 23/08/11 (03/11/11) | NC | ACM0002 ver. 11 | NO | Yes | Grid-connected power from other sources | Latin America | [18 empty] | UK |  |  | Active
3319 | Qinghai Qingshizui 10.5MW Small Hydropower Station | New Dam/'Run of the River' | China | Japan (ITOCHU Corporation) | Registered | ERM Certification and Verification Services Ltd. | China Institute of Water Resource and Hydropower Research (IWHR) | Small | 10.5 | 31.8 | 7 renewable | 25.2 | 2010-04-01 | 2009-05-14 | 2011-01-01 | Registered: 30/03/11 (20/06/11) | NC | AMS-I.D. ver. 15 | NO | NO | Grid-connected power from other sources | Asia Pacific | [18 empty] | Japan |  |  | Active
4244 | Simeigou 10MW Hydropower Project in Sichuan Province | New Dam/'Run of the River' | China | Sweden (Carbon Asset Management Sweden AB) | Registered | TÜV-NORD | Tricorona Carbon Asset Management | Small | 10 | - | 7 renewable | 35.907 | 2010-03-31 | 2007-09-01 | 2010-10-01 | Registered: 11/03/11 | NC | AMS-I.D. ver. 15 | NO | NO | Grid-connected power from other sources | Asia Pacific | [18 empty] | Sweden |  |  | Active
NYA | Mien Doi Hydropower Project | New Dam/'Run of the River' | Vietnam | Switzerland (Vitol S.A.) | At validation | TÜV-NORD | KYOTOenergy Pte. Ltd. | Small | 2.2 | - | 7 renewable | 4.324 | 2010-03-31 | 2009-08-02 | 2011-03-01 | Open for comment: 31/03/10 - 29/04/10 |  | AMS-I.D. ver. 15 | NO | NO | Grid-connected power from other sources | Asia Pacific | [18 empty] | Switzerland |  |  | Active
4496 | Gansu Taolai River 52.8MW Dongshuixia Hydropower Project | New Dam/'Run of the River' | China | Japan (Carbon Capital Management, Inc.) | Registered | JACO | S.D.F (Beijing) Consulting Co., Ltd. | Large | 52.8 | 1520 | 7 renewable | 197.804 | 2010-03-27 | 2008-08-26 | 2011-01-01 | Registered: 22/02/11 | NC | ACM0002 ver. 11 | Yes | Yes | Grid-connected power from other sources | Asia Pacific | [18 empty] | Japan |  |  | Active
NYA | Nam Ma & Nam Lung Hydropower Bundled Project | New Dam/'Run of the River' | Vietnam | UK (Camco Carbon Limited) | At validation | TÜV-NORD | Camco Carbon Limited | Small | 9.6 | - | 7 renewable | 19.85 | 2010-03-27 | 2009-09-25 | 2011-01-01 | Open for comment: 27/03/10 - 25/04/10 |  | AMS-I.D. ver. 15 | NO | NO | Grid-connected power from other sources | Asia Pacific | [18 empty] | UK |  |  | Active
4823 | Ba Thuoc 2 Hydropower Project | New Dam/'Run of the River' | Vietnam | Switzerland (Vitol S.A.) | Registered | TÜV-NORD | Kyoto Energy Pte. Ltd. | Large | 80 | 7.8 | 7 renewable | 145.143 | 2010-03-27 | 2009-07-18 | 2012-01-01 | Registered: 24/05/11 (12/08/11) | A, O | ACM0002 ver. 11 | NO | Yes | Grid-connected power from other sources | Asia Pacific | [18 empty] | Switzerland |  |  | Active
4129 | Xiying River Shuangyaowan I 5.6MW Hydropower Project | New Dam/'Run of the River' | China | UK (Climate Bridge Ltd. + Noble Carbon Credits Limited) | Registered | China Quality Certification Center | Climate Bridge Ltd. | Small | 5.6 | - | 7 renewable | 19.378 | 2010-03-27 | 2008-06-02 | 2010-12-01 | Registered: 11/02/11 | NC | AMS-I.D. ver. 15 | NO | NO | Grid-connected power from other sources | Asia Pacific | [18 empty] | UK |  |  | Active
4850 | Baihugou Small Hydropower Project in Hubei Province | New Dam/'Run of the River' | China | Germany (EnBW Trading GmbH) | Registered | Germanischer Lloyd Certification GmbH | Gansu Zihuan Co., Ltd for Investment and Consulting | Small | 12.6 | - | 7 renewable | 44.218 | 2010-03-27 | 2008-03-18 | 2010-07-01 | Registered: 09/09/11 (24/11/11) | NC | AMS-I.D. ver. 15 | NO | NO | Grid-connected power from other sources | Asia Pacific | [18 empty] | Germany |  |  | Active
4720 | Nam Phang hydropower project | New Dam/'Run of the River' | Vietnam | Switzerland (Bunge Emissions Holdings Sarl) | Registered | TÜV-NORD | Kyoto Energy Pte. Ltd. | Large | 36 | 160.7 | 7 renewable | 86.406 | 2010-03-27 | 2009-10-21 | 2012-01-01 | Registered: 20/04/11 (13/07/11) | A | ACM0002 ver. 11 | NO | Yes | Grid-connected power from other sources | Asia Pacific | [18 empty] | Switzerland |  |  | Active
4476 | Madushan Hydropower Project on Honghe River in Yunnan Province, China | New Dam | China | UK (CF Carbon Fund II Limited) | Registered | ERM Certification and Verification Services Ltd. | Beijing Haohua Rivers International Water Engineering Consulting Co. Ltd. | Large | 288 | 15 | 7 renewable | 906.657 | 2010-03-27 | 2009-01-06 | 2011-07-01 | Registered: 07/06/11 (01/09/11) | NC | ACM0002 ver. 11 | NO | Yes | Grid-connected power from other sources | Asia Pacific | 334.035 | 2012-03-28 | 334.035 | [14 empty] | China Environmental United Certification Center Co., Ltd (CEC) | UK |  |  | Active
4299 | Gansu Wuwei 23MW Zamusi Hydropower Project | New Dam/'Run of the River' | China | Japan (Carbon Capital Management, Inc.) | Registered | JACO | S.D.F (Beijing) Consulting Co., Ltd. | Large | 23 | 289 | 7 renewable | 65.537 | 2010-03-27 | 2008-04-14 | 2010-07-01 | Registered: 30/03/11 | NC | ACM0002 ver. 11 | NO | Yes | Grid-connected power from other sources | Asia Pacific | [18 empty] | Japan |  |  | Active
4403 | Sichuan Fangdaping Hydropower Project | New Dam/'Run of the River' | China | Finland (Nordic Carbon Fund Ky (NCF) and Fine Carbon Fund Ky (FCF)) | Registered | TÜV-Rheinland | ACT Global Environment Technology Co., Ltd. | Large | 24 | 6617 | 7 renewable | 89.952 | 2010-03-26 | 2008-10-16 | 2010-07-01 | Registered: 11/02/11 | NC | ACM0002 ver. 11 | NO | Yes | Grid-connected power from other sources | Asia Pacific | [18 empty] | Finland |  |  | Active
4284 | Gansu Dunhuang Leidunzi-I Hydropower Station Project | New Dam/'Run of the River' | China | Japan (ECO Asset Incorporated) | Registered | Bureau Veritas Certification Holding SAS | Easy Carbon Consultancy Co., Ltd. | Small | 4.5 | 67.6 | 7 renewable | 15.609 | 2010-03-25 | 2008-11-18 | 2010-10-01 | Registered: 19/03/11 | NC | AMS-I.D. ver. 15 | NO | NO | Grid-connected power from other sources | Asia Pacific | [18 empty] | Japan |  |  | Active
4131 | Xiyinghe Sangou Bundled Hydropower Project | New Dam | China | UK (Climate Bridge Ltd. + Noble Carbon Credits Limited) | Registered | China Quality Certification Center | Climate Bridge Ltd. | Small | 7.2 | - | 7 renewable | 23.696 | 2010-03-24 | 2008-06-08 | 2010-11-01 | Registered: 11/02/11 | NC | AMS-I.D. ver. 15 | NO | NO | Grid-connected power from other sources | Asia Pacific | [18 empty] | UK |  |  | Active
4312 | Jiangxi Xiuhe River Xiafang 36MW Hydropower Project in China | New Dam/'Run of the River' | China | Japan (Eco Asset Incorporated) | Registered | TÜV-Rheinland | Beijing Changjiang River International Holding | Large | 36 | 17.6 | 7 renewable | 91.78 | 2010-03-19 | 2008-11-10 | 2010-12-01 | Registered: 11/03/11 | NC | ACM0002 ver. 11 | NO | Yes | Grid-connected power from other sources | Asia Pacific | 39.549 | 2012-05-10 | 39.549 | [14 empty] | TÜV-NORD | Japan |  |  | Active
5274 | Xinjiang Xinneng Daqiao Small-Scale Hydropower Project | New Dam/'Run of the River' | China | Switzerland (BUNGE EMISSIONS HOLDINGS S.A.R.L.) | Registered | Bureau Veritas Certification Holding SAS | ING Bank N.V. Shanghai Branch | Small | 15 | - | 7 renewable | 66.066 | 2010-03-18 | 2009-03-09 | 2011-01-01 | Registered: 15/12/11 (08/03/12) | NC | AMS-I.D. ver. 15 | NO | NO | Grid-connected power from other sources | Asia Pacific | [18 empty] | Switzerland |  |  | Active
5086 | Yunnan Lvzhijiang Longmen Hydropower Project | New Dam | China | Japan (ECO Asset Incorporated) | Registered | Bureau Veritas Certification Holding SAS | Easy Carbon Consultancy Co., Ltd. | Large | 39 | 113 | 7 renewable | 131.083 | 2010-03-18 | 2009-09-01 | 2011-01-01 | Registered: 10/08/11 (24/10/11) | NC | ACM0002 ver. 11 | NO | Yes | Grid-connected power from other sources | Asia Pacific | [18 empty] | Japan |  |  | Active
4106 | Parluasan Hydro Electric Power Plant | New Dam/'Run of the River' | Indonesia | Germany (Statkraft Markets GmbH) | Registered | DNV | PT Asia Carbon Indonesia | Small | 2.3 | 15333 | 7 renewable | 22.413 | 2010-03-18 | 2007-09-19 | 2010-07-01 | Registered: 12/02/11 | NC | ACM0011 ver. 2 | NO | NO | Grid-connected power from other sources | Asia Pacific | [18 empty] | Germany |  |  | Active
4428 | Qinghai Baokuhe III Hydropower Station Project | New Dam/'Run of the River' | China | Japan (ITOCHU Corporation) | Registered | TÜV-Rheinland | China Institute of Water Resource and Hydropower Research | Small | 15 | - | 7 renewable | 48.048 | 2010-03-18 | 2006-04-03 | 2011-01-01 | Registered: 25/02/11 | NC | AMS-I.D. ver. 15 | NO | NO | Grid-connected power from other sources | Asia Pacific | [18 empty] | Japan |  |  | Active
4655 | Gansu Jiuquan Kaiyuan Cascade Hydropower Stations Bundle Project | New Dam/'Run of the River' | China | Japan (Eco asset Incorporated) | Registered | TÜV-Rheinland | Caspervandertak Consulting + Gansu Tonghe Investment Project Consulting Co., Ltd. | Large | 16 | - | 7 renewable | 35.048 | 2010-03-17 | 2006-12-08 | 2011-01-01 | Registered: 21/08/11 (03/11/11) | NC | ACM0002 ver. 11 | NO | NO | Grid-connected power from other sources | Asia Pacific | [18 empty] | Japan |  |  | Active
4205 | Sichuan Maoergai Hydropower Project | New Dam | China | UK (Trading Emissions PLC) | Registered | Korean Foundation for Quality | Coway International TechTrans Co., Ltd. | Large | 420 | 40.19 | 7 renewable | 1445.58 | 2010-03-11 | 2008-04-28 | 2011-09-01 | Registered: 25/02/11 | NC | ACM0002 ver. 11 | NO | Yes | Grid-connected power from other sources | Asia Pacific | [18 empty] | UK |  |  | Active
3696 | China Wuyahe Small Hydropower Project + | New Dam/'Run of the River' | China | Sweden (Carbon Asset Management Sweden AB) | Registered | ERM Certification and Verification Services Ltd. | - | Small | 10 | - | 7 renewable | 21.515 | 2010-03-11 | 2005-04-10 | 2010-03-01 | Registered: 08/10/10 | NC | AMS-I.D. ver. 15 | NO | NO | Grid-connected power from other sources | Asia Pacific | [18 empty] | Sweden |  |  | Active
2993 | China Niaoerchao Hydropower Project + | New Dam | China | Sweden (Carbon Asset Management Sweden AB) | Registered | ERM Certification and Verification Services Ltd. | Hunan CDM project service centre | Large | 20 | 12.05 | 10 fixed | 61.687 | 2010-03-11 | 2005-12-08 | 2011-01-01 | Registered: 24/02/11 | NC | ACM0002 ver. 11 | NO | NO | Grid-connected power from other sources | Asia Pacific | 9.988 | 2012-01-26 | 9.988 | [14 empty] | LRQA | Sweden |  |  | Active
4697 | Sichuan Guoru Hydropower Project | New Dam/'Run of the River' | China | UK (Trading Emissions PLC) | Registered | Korean Foundation for Quality | EEA Clean Energy China Limited | Large | 48 | 1055 | 7 renewable | 161.861 | 2010-03-11 | 2009-09-28 | 2011-01-01 | Registered: 29/08/11 (14/11/11) | NC | ACM0002 ver. 11 | NO | Yes | Grid-connected power from other sources | Asia Pacific | [18 empty] | UK |  |  | Active
NYA | Mini Hydroelectric Projects on Sidhwan canal system at Barewal, Isewal, Bharowal, Raowal and Mansian | New Dam/'Run of the River' | India | - | At validation | TÜV-NORD | Winsome Yarns Limited(WYL) | Small | 3.9 | - | 10 fixed | 19.758 | 2010-03-11 | 2008-05-27 | 2010-08-01 | Open for comment: 11/03/10 - 09/04/10 |  | AMS-I.D. ver. 15 | NO | NO | Grid-connected power from other sources | Asia Pacific | [18 empty] | - |  |  | Active
NYA | 7 MW Bundled Hydro power project at Himachal Pradesh of Raajratna Energy Holdings Pvt. Ltd. | New Dam/'Run of the River' | India | - | At validation | TÜV-NORD | Energy Economy & Environmental Consultants | Small | 7 | - | 10 fixed | 26.148 | 2010-03-10 | 2009-02-23 | 2010-09-01 | Open for comment: 10/03/10 - 08/04/10 |  | AMS-I.D. ver. 15 | NO | NO | Grid-connected power from other sources | Asia Pacific | [18 empty] | - |  |  | Active
NYA | Small Scale Hydro Bundled Project, Gilada Group, India | New Dam/'Run of the River' | India | - | At validation | TÜV-NORD | Gilada Group | Small | 7 | - | 10 fixed | 28.534 | 2010-03-10 | 2009-10-10 | 2010-06-01 | Open for comment: 10/03/10 - 08/04/10 |  | AMS-I.D. ver. 15 | NO | NO | Grid-connected power from other sources | Asia Pacific | [18 empty] | - |  |  | Active
5400 | Pias I Hydroelectric Power Plant | New Dam | Peru | - | Registered | Spanish Association for Standardisation and Certification | EndesaCarbono | Small | 12.6 | - | 7 renewable | 56.604 | 2010-03-10 | 2007-07-09 | 2010-08-01 | Registered: 01/12/11 (24/02/12) | NC | AMS-I.D. ver. 15 | NO | NO | Grid-connected power from other sources | Latin America | [18 empty] | - |  |  | Active
4022 | Baoshan Longling Gongyanghe 3rd 16MW Hydro Project | New Dam | China | Sweden (Carbon Asset Management Sweden Pte Ltd) | Registered | TÜV-NORD | Tricorona Carbon Asset Management | Large | 16 | 13479 | 10 fixed | 60.507 | 2010-03-10 | 2009-03-01 | 2011-01-01 | Registered: 25/12/10 | NC | ACM0002 ver. 11 | NO | NO | Grid-connected power from other sources | Asia Pacific | [18 empty] | Sweden |  |  | Active
5068 | 650 KW Terkiana Mini Hydel Project on Holybein | New Dam | India | - | Registered | TÜV-NORD | Gensol Consultants Pvt. Ltd. | Small | 0.65 | - | 10 fixed | 4.598 | 2010-03-10 | 2009-08-29 | 2010-06-01 | Registered: 30/09/11 (30/12/11) | NC | AMS-I.D. ver. 15 | NO | NO | Grid-connected power from other sources | Asia Pacific | [18 empty] | - |  |  | Active
NYA | 32 MW Baishui River Shiji Hydropower Station Project | New Dam/'Run of the River' | China | Japan (Mitsubishi UFJ Securities Co., Ltd.) | At validation | TÜV-Rheinland | Mitsubishi UFJ Securities Co., Ltd. + Gansu Huike Center for Technology Transferring on Resource and Environment | Large | 32 | 516.1 | 7 renewable | 115.934 | 2010-03-09 | 2008-03-08 | 2011-01-01 | Open for comment: 09/03/10 - 07/04/10 |  | ACM0002 ver. 11 | NO | Yes | Grid-connected power from other sources | Asia Pacific | [18 empty] | Japan |  |  | Active
NYA | Macano Small Hydro Power Plant | New Dam/'Run of the River' | Panama | - | At validation | Colombian Institute for Technical Standards and Certification | Carbon Management Consulting Ltd. | Small | 3.428 | - | 7 renewable | 12.197 | 2010-03-09 | 2008-04-28 | 2010-05-01 | Open for comment: 09/03/10 - 07/04/10 |  | AMS-I.D. ver. 15 | NO | NO | Grid-connected power from other sources | Latin America | [18 empty] | - |  |  | Active
NYA | Teesta Stage-VI Hydro Electric Project | New Dam | India | - | At validation | DNV | Lanco Energy Private Limited | Large | 500 | 2014 | 10 fixed | 2026.027 | 2010-03-08 | 2007-03-23 | 2012-12-01 | Open for comment: 08/03/10 - 06/04/10 |  | ACM0002 ver. 11 | NO | Yes | Grid-connected power from other sources | Asia Pacific | [18 empty] | - |  |  | Active
4901 | Sichuan Huadian Xixi River Hydro-electricity Development Co., Ltd. Diluo Hydroelectric Project | New Dam/'Run of the River' | China | UK (EcoSecurities International Limited) | Registered | Lloyd’s | EcoSecurities International Limited | Large | 100 | 342 | 7 renewable | 338.61 | 2010-03-05 | 2006-08-20 | 2011-01-01 | Registered: 15/06/11 (12/09/11) | O | ACM0002 ver. 11 | NO | Yes | Grid-connected power from other sources | Asia Pacific | [18 empty] | UK |  |  | Active
4859 | Yunnan Longjiang 240MW Hydropower Project, in P.R. China | New Dam/'Run of the River' | China | Japan (ECO Asset Incorporated) | Registered | ERM Certification and Verification Services Ltd. | Changjiang River International Holding | Large | 240 | 6.81 | 7 renewable | 741.581 | 2010-03-03 | 2006-11-28 | 2010-07-01 | Registered: 03/06/11 (31/08/11) | NC | ACM0002 ver. 11 | NO | Yes | Grid-connected power from other sources | Asia Pacific | 238.614 | 2012-05-11 | 238.614 | [14 empty] | TÜV-NORD | Japan |  |  | Active
4156 | Nam Mu & Khuoi Luong Hydropower Bundled project | New Dam | Vietnam | UK (Camco International Limited + Camco Carbon Limited) | Registered | TÜV-NORD | Camco International Limited | Small | 14.4 | Nam Mu: 645.2; Khuoi Luong: 8.1 | 7 renewable | 30.192 | 2010-03-03 | 2010-03-01 | 2012-01-01 | Registered: 05/03/11 | B, O | AMS-I.D. ver. 15 | NO | NO | Grid-connected power from other sources | Asia Pacific | [18 empty] | UK |  |  | Active
NYA | Cuevamaria Hydroelectric project | New Dam/'Run of the River' | Guatemala | - | At validation | Colombian Institute for Technical Standards and Certification | EnergetixClimate | Small | 5 | - | 7 fixed & 7 renewable | 20.295 | 2010-02-27 | 2010-01-09 | 2010-1-9 (Renewalbe) / 2010-3-1 (Fixed) | Open for comment: 27/02/10 - 28/03/10 |  | AMS-I.D. ver. 15 | NO | NO | Grid-connected power from other sources | Latin America | [18 empty] | - |  |  | Active
4281 | Jingshi Hydropower Project, Huili County, Sichuan Province + | New Dam/'Run of the River' | China | Japan (Mitsubishi Corporation) | Registered | JACO | Accord Global Environment Technology (Beijing) Co., Ltd. | Small | 12 | - | 7 renewable | 42.747 | 2010-02-26 | 2008-07-02 | 2010-05-01 | Registered: 25/05/11 (11/08/11) | NC | AMS-I.D. ver. 15 | NO | NO | Grid-connected power from other sources | Asia Pacific | [18 empty] | Japan |  |  | Active
NYA | Jilin Daxingchuan 48MW Hydro Power Project | New Dam | China | UK (Standard Bank Plc) | At validation | TÜV-Rheinland | Greenfield Environmental Consultants Limited. | Large | 48 | 89 | 7 renewable | 140.004 | 2010-02-24 | 2008-04-15 | 2011-07-01 | Open for comment: 24/02/10 - 25/03/10 |  | ACM0002 ver. 10 | NO | Yes | Grid-connected power from other sources | Asia Pacific | [18 empty] | UK |  |  | Active
NYA | Heilongjiang Sanjianfang 12 MW Hydro Power Project | New Dam | China | UK (Standard Bank Plc) | At validation | TÜV-Rheinland | Greenfield Environmental Consultants Limited. | Small | 12 | - | 7 renewable | 45.012 | 2010-02-23 | 2008-04-15 | 2011-07-01 | Open for comment: 23/02/10 - 24/03/10 |  | AMS-I.D. ver. 15 | NO | NO | Grid-connected power from other sources | Asia Pacific | [18 empty] | UK |  |  | Active
5770 | Buseruka Mini Hydro Power Plant | New Dam/'Run of the River' | Uganda | Denmark (Danish Energy Agency, Ministry of Climate and Energy) | Review requested | DNV | Pöyry AS | Small | 9 | - | 10 fixed | 32.858 | 2010-02-19 | 2009-02-02 | 2010-06-01 | Open for comment: 19/02/10 - 20/03/10 | NC | AMS-I.D. ver. 15 | NO | NO | Diesel Power Generation | Africa & Middle East | [18 empty] | Denmark |  |  | Active
4374 | Xiangshui River First Stage 10MW Run-of-river Hydropower Project | New Dam/'Run of the River' | China | Switzerland (Carbon Alliance Holding AG) | Registered | TÜV-Rheinland | TYTF International Environment Consulting (Beijing) Co., Ltd. | Small | 10 | - | 7 renewable | 33.602 | 2010-02-16 | 2008-11-18 | 2010-10-01 | Registered: 14/02/11 | NC | AMS-I.D. ver. 15 | NO | NO | Grid-connected power from other sources | Asia Pacific | [18 empty] | Switzerland |  |  | Active
4890 | Sichuan Shimian 7.2 MW Bundled Small Hydropower Project | New Dam/'Run of the River' | China | Switzerland (Carbon Alliance Holding AG) | Registered | TÜV-Rheinland | TYTF International Environment Consulting Co., Ltd. | Small | 7.2 | - | 7 renewable | 28.594 | 2010-02-16 | 2008-07-03 | 2010-09-01 | Registered: 12/08/11 (31/10/11) | NC | AMS-I.D. ver. 15 | NO | NO | Grid-connected power from other sources | Asia Pacific | [18 empty] | Switzerland |  |  | Active
NYA | Jilin Tumen Mopanshan 16 MW Hydro Power Project | New Dam | China | UK (Standard Bank Plc) | At validation | TÜV-Rheinland | Greenfield Environmental Consultants Limited | Large | 16 | 89 | 7 renewable | 51.677 | 2010-02-13 | 2008-04-15 | 2010-07-01 | Open for comment: 13/02/10 - 14/03/10 |  | ACM0002 ver. 10 | NO | NO | Grid-connected power from other sources | Asia Pacific | [18 empty] | UK |  |  | Active
3961 | Chongqing Youyang County Youchou Hydropower Station Project | New Dam | China | Netherlands (AES Carbon Exchange Ltd.) | Registered | China Environmental United Certification Center Co., Ltd. | Caspervandertak Consulting + Gansu Tonghe Investment Project Consulting Co., Ltd. | Large | 120 | 15.6 | 7 renewable | 332.611 | 2010-02-12 | 2006-04-11 | 2011-01-01 | Registered: 21/12/10 | NC | ACM0002 ver. 10 | NO | Yes | Grid-connected power from other sources | Asia Pacific | [18 empty] | Netherlands |  |  | Active
3307 | Pingtou 180MW Hydropower Project in Sichuan Province | New Dam/'Run of the River' | China | Japan (Eco Asset Incorporated) | Registered | ERM Certification and Verification Services Ltd. | Cleanergy Investment Service (Beijing) Co., Ltd. | Large | 180 | 7965 | 7 renewable | 585.884 | 2010-02-11 | 2006-03-27 | 2011-01-01 | Registered: 08/02/11 | NC | ACM0002 ver. 10 | NO | Yes | Grid-connected power from other sources | Asia Pacific | [18 empty] | Japan |  |  | Active
NYA | Darna Small Hydro Project of DLI Power (India) Private Limited | Existing Dam | India | - | At validation | TÜV-NORD | Dodson-Lindblom Hydro Power Private Limited. | Small | 4.9 | - | 7 renewable | 14.03 | 2010-02-11 | 2008-10-13 | 2010-07-01 | Open for comment: 11/02/10 - 12/03/10 |  | AMS-I.D. ver. 15 | NO | NO | Grid-connected power from other sources | Asia Pacific | [18 empty] | - |  |  | Active
NYA | Song Bung 4A Hydro Power Project | New Dam | Vietnam | UK (Carbon Resource Management S.A.) | At validation | DNV | Carbon Resource Management | Large | 45 | 68.18 | 7 renewable | 95.6 | 2010-02-10 | 2009-08-04 | 2012-01-01 | Open for comment: 10/02/10 - 11/03/10 |  | ACM0002 ver. 10 | Yes | Yes | Grid-connected power from other sources | Asia Pacific | [18 empty] | UK |  |  | Active
5261 | Nam La Hydro Electric Power Project, Vietnam | New Dam | Vietnam | UK (EDF Trading Limited) | Review requested | Bureau Veritas Certification Holding SAS | Perenia Pty Ltd. | Large | 27 | 98.76 | 7 renewable | 53.407 | 2010-02-09 | 2008-04-09 | 2010-10-01 | Open for comment: 09/02/10 - 10/03/10 | NC | ACM0002 ver. 10 | NO | Yes | Grid-connected power from other sources | Asia Pacific | [18 empty] | UK |  |  | Active
4985 | Sarbari II hydro power project by DSL Hydrowatt Limited in Kullu, Himachal Pradesh + | New Dam/'Run of the River' | India | - | Registered | Bureau Veritas Certification Holding SAS | DSL Hydrowatt Limited | Small | 5.4 | - | 7 renewable | 30.571 | 2010-02-06 | 2008-12-08 | 2010-06-01 | Registered: 28/07/11 (17/10/11) | NC | AMS-I.D. ver. 15 | NO | NO | Grid-connected power from other sources | Asia Pacific | [18 empty] | - |  |  | Active
NYA | Dardanelos Hydropower Plant Project Activity | New Dam/'Run of the River' | Brazil | - | At validation | Bureau Veritas Certification Holding SAS | Ecopart Assessoria em Negócios Empresariais Ltda. | Large | 261 | 1087 | 7 renewable | 300.853 | 2010-02-05 | 2007-06-28 | 2011-01-01 | Open for comment: 05/02/10 - 06/03/10 |  | ACM0002 ver. 10 | Yes | Yes | Grid-connected power from other sources | Latin America | [18 empty] | - |  |  | Active
4227 | Mini hydro power plant El Manzano + | New Dam/'Run of the River' | Chile | - | Registered | DNV | CantorCO2e – Vives y Cia. | Small | 4.85 | - | 7 renewable | 20.61 | 2010-01-28 | 2007-10-09 | 2010-05-01 | Registered: 31/05/11 (24/08/11) | NC | AMS-I.D. ver. 15 | NO | NO | Grid-connected power from other sources | Latin America | [18 empty] | - |  |  | Active
NYA | 5 MW Grid connected Upper Manglad Hydro Power Project in Himachal Pradesh | New Dam/'Run of the River' | India | - | At validation | TÜV-NORD | Modi Power Private Limited | Small | 5 | - | 7 renewable | 18.532 | 2010-01-21 | 2008-09-29 | 2010-04-01 | Open for comment: 21/01/10 - 19/02/10 |  | AMS-I.D. ver. 15 | NO | NO | Grid-connected power from other sources | Asia Pacific | [18 empty] | - |  |  | Active
NYA | Qinghai Province Xinghai County Moduo Hydropower Project | New Dam/'Run of the River' | China | UK (EcoSecurities International Limited) | At validation | DNV | EcoSecurities International Limited | Large | 48 | 11.37 | 7 renewable | 137.232 | 2010-01-21 | 2007-03-20 | 2010-07-01 | Open for comment: 21/01/10 - 19/02/10 |  | ACM0002 ver. 10 | NO | Yes | Grid-connected power from other sources | Asia Pacific | [18 empty] | UK |  |  | Active
4766 | Qinghai EBOTU Hydropower Station | New Dam/'Run of the River' | China | Japan (ITOCHU Corporation) | Registered | TÜV-SÜD | China Institute of Water Resource and Hydropower Research | Small | 8.5 | 517.6 | 7 renewable | 28.571 | 2010-01-16 | 2009-04-01 | 2011-01-01 | Registered: 12/05/11 (22/07/11) | NC | AMS-I.D. ver. 15 | NO | NO | Grid-connected power from other sources | Asia Pacific | [18 empty] | Japan |  |  | Active
4755 | Ia Puch 3 Hydropower Project | New Dam | Vietnam | UK (Grey K Environmental (Europe) II Ltd.) | Registered | DNV | RCEE Energy and Environment Joint Stock Company | Small | 6.6 | 188.57 | 7 renewable | 17.035 | 2010-01-16 | 2006-11-30 | 2010-02-19 | Registered: 13/05/11 (25/07/11) | NC | AMS-I.D. ver. 15 | NO | NO | Grid-connected power from other sources | Asia Pacific | [18 empty] | UK |  |  | Active
5591 | Ho Nui Coc Hydropower Project, Vietnam | New Dam/'Run of the River' | Vietnam | Switzerland (ecotawa AG) | Registered | Swiss Association for Quality and Management Systems | Ecotawa AG | Small | 1.89 | - | 7 renewable | 4.661 | 2010-01-16 | 2007-12-28 | 2010-07-01 | Registered: 23/12/11 (09/03/12) | NC | AMS-I.D. ver. 15 | NO | NO | Grid-connected power from other sources | Asia Pacific | [18 empty] | Switzerland |  |  | Active
NYA | Small scale grid connected hydroelectric project in El Carmelo Piping, Iquique | New Dam/'Run of the River' | Chile | Chile (Enernuevas S.A.) | At validation | TÜV-NORD | POCH AMBIENTAL S.A. | Small | 2.25 | - | 7 renewable | 10.897 | 2010-01-16 | 2009-05-27 | 2010-08-01 | Open for comment: 16/01/10 - 14/02/10 |  | AMS-I.D. ver. 15 | NO | NO | Grid-connected power from other sources | Latin America | [18 empty] | Chile |  |  | Active
4045 | Anhua Bundled Small Hydropower Project | New Dam/'Run of the River' | China | UK (Climate Corporation Emissions Trading GmbH) | Registered | DNV | Goldchina Consultancy International Co., Ltd. | Small | 10.63 | Sanlian 539.85/Luoxi 116.82 | 7 renewable | 24.972 | 2010-01-16 | 2007-01-17 | 2010-07-01 | Registered: 03/03/11 | NC | AMS-I.D. ver. 15 | NO | NO | Grid-connected power from other sources | Asia Pacific | [18 empty] | UK |  |  | Active
NYA | Xinjiang Hutubi Shimen Hydropower Project | New Dam/'Run of the River' | China | - | At validation | DNV | China National Water Resources & Electric Power Materials & Equipment Co., Ltd. | Large | 95 | 38 | 7 renewable | 170.47 | 2010-01-16 | 2009-07-20 | 2012-11-01 | Open for comment: 16/01/10 - 14/02/10 |  | ACM0002 ver. 10 | NO | Yes | Grid-connected power from other sources | Asia Pacific | [18 empty] | - |  |  | Active
5579 | Nam Cat Hydropower Plant, Vietnam | New Dam | Vietnam | Switzerland (ecotawa AG) | Req. registration | Swiss Association for Quality and Management Systems | Ecotawa AG | Small | 3.2 | 100 | 7 renewable | 7.696 | 2010-01-16 | 2009-06-24 | 2010-09-01 | Review period: 25/05/12 - 21/06/12 | NC | AMS-I.D. ver. 15 | NO | NO | Grid-connected power from other sources | Asia Pacific | [18 empty] | Switzerland |  |  | Active
4236 | Ban Coc Hydropower Project | New Dam | Vietnam | Sweden (Nordic Environment Finance Corporation) | Registered | TÜV-Rheinland | Energy and Environment Consultancy Company Limited | Large | 18 | 85.7 | 7 renewable | 40.01 | 2010-01-15 | 2006-02-22 | 2010-06-01 | Registered: 08/04/11 | NC | ACM0002 ver. 10 | NO | NO | Grid-connected power from other sources | Asia Pacific | [18 empty] | Sweden |  |  | Active
4733 | Sichuan Heishui Zumu 21MW Hydropower Project | New Dam/'Run of the River' | China | Switzerland (Vitol S.A.) | Registered | TÜV-Rheinland | Redox International Consulting (Peking) Co., Ltd. | Large | 21 | 55851 | 7 renewable | 75.15 | 2010-01-15 | 2007-05-12 | 2010-06-01 | Registered: 18/05/11 (08/08/11) | NC | ACM0002 ver. 10 | NO | Yes | Grid-connected power from other sources | Asia Pacific | [18 empty] | Switzerland |  |  | Active
4686 | Sichuan Zhaojue Subagu 52MW Hydropower Project | New Dam/'Run of the River' | China | Switzerland (Vitol S.A.) | Registered | TÜV-Rheinland | Redox International Consulting Co., Ltd. | Large | 52 | 6067 | 7 renewable | 170.071 | 2010-01-15 | 2007-12-24 | 2010-07-01 | Registered: 18/05/11 (09/08/11) | NC | ACM0002 ver. 10 | NO | Yes | Grid-connected power from other sources | Asia Pacific | [18 empty] | Switzerland |  |  | Active
3698 | Hubei Enshi Qinglonghu Hydropower Station Project | New Dam | China | Netherlands (Arreon Carbon UK Ltd.) | Registered | ERM Certification and Verification Services Ltd. | Arreon Carbon UK Ltd. + Enshi Maweigou Hydro Power Development Co., Ltd. | Large | 40 | 82.45 | 7 renewable | 98.51 | 2010-01-14 | 2009-03-01 | 2012-01-01 | Registered: 23/05/11 (08/08/11) | NC | ACM0002 ver. 10 | NO | Yes | Grid-connected power from other sources | Asia Pacific | [18 empty] | Netherlands |  |  | Active
4626 | La La Hydropower Project, Vietnam | New Dam | Vietnam | Switzerland (ecotawa AG) | Registered | TÜV-NORD | Ecotawa AG | Small | 3 | 100 | 7 renewable | 7.125 | 2010-01-14 | 2008-02-12 | 2010-07-01 | Registered: 29/03/11 (15/06/11) | NC | AMS-I.D. ver. 15 | NO | NO | Grid-connected power from other sources | Asia Pacific | [18 empty] | Switzerland |  |  | Active
4590 | Sichuan Kangding Sandaoqiao Hydropower Station + | New Dam/'Run of the River' | China | Switzerland (South Pole Carbon Asset Management Ltd.) + Austria (Kommunalkredit Public Consulting GmbH) | Registered | TÜV-SÜD | South Pole Carbon Asset Management Ltd. + Beijing Tianqing Power International CDM Consulting, Co., Ltd. | Large | 30 | - | 7 renewable | 107.054 | 2010-01-13 | 2006-06-07 | 2010-03-01 | Registered: 19/08/11 (16/11/11) | O | ACM0002 ver. 10 | NO | Yes | Grid-connected power from other sources | Asia Pacific | [18 empty] | Switzerland | Austria |  | Active
NYA | Renovation, Modernization and Upration of BBMB Hydro Electric Projects in Punjab + | Existing Dam | India | Spain (IBRD) | At validation | TÜV-NORD | Central Electricity Authority, Ministry of Power, Government of India | Large | 90 | - | 10 fixed | 157.621 | 2010-01-13 | 2008-01-01 | 2010-06-01 | Open for comment: 13/01/10 - 11/02/10 |  | ACM0002 ver. 10 | NO | Yes | Grid-connected power from other sources | Asia Pacific | [18 empty] | Spain |  |  | Active
4800 | San Clemente Hydroelectric Power Plant | New Dam/'Run of the River' | Chile | - | Registered | TÜV-NORD | Deuman | Small | 5.5 | - | 7 renewable | 14.313 | 2010-01-08 | 2008-06-26 | 2010-03-31 | Registered: 22/09/11 (27/12/11) | NC | AMS-I.D. ver. 15 | NO | NO | Grid-connected power from other sources | Latin America | [18 empty] | - |  |  | Active
4631 | Yunnan Sayutuo 60MW Hydro Power Project | New Dam | China | Japan (Carbon Capital Management, Inc.) | Registered | JACO | KOE Environmental Consultancy, Inc. | Large | 60 | 76.9 | 7 renewable | 200.827 | 2010-01-08 | 2005-11-17 | 2010-07-01 | Registered: 17/06/11 (12/09/11) | NC | ACM0002 ver. 10 | NO | Yes | Grid-connected power from other sources | Asia Pacific | [18 empty] | Japan |  |  | Active
4272 | 2 x 2.5MW Sainj Hydro Electric Project implemented in Shimla District of Himachal Pradesh | New Dam/'Run of the River' | India | - | Registered | Lloyd’s | Himshakti Projects Private Limited | Small | 5 | - | 10 fixed | 21.006 | 2010-01-07 | 2009-01-27 | 2010-04-01 | Registered: 18/03/11 | NC | AMS-I.D. ver. 15 | NO | NO | Grid-connected power from other sources | Asia Pacific | [18 empty] | - |  |  | Active
NYA | Jatobá and Palmeiral Small Hydropower Plants Project Activity | New Dam/'Run of the River' | Brazil | - | At validation | DNV | Ecopart Assessoria em Negócios Empresariais Ltda. | Large | 22.5 | Jatobá 4.23/Palmeiral 4.98 | 7 renewable | 18.567 | 2010-01-05 | 2009-11-30 | 2012-01-01 | Open for comment: 05/01/10 - 03/02/10 |  | ACM0002 ver. 10 | Yes | Yes | Grid-connected power from other sources | Latin America | [18 empty] | - |  |  | Active
3957 | Qijiaping Hydropower Project in Gansu Province | New Dam/'Run of the River' | China | Sweden (Carbon Asset Management Sweden Pte Ltd) | Registered | ERM Certification and Verification Services Ltd. | Gansu Huike Center for Transferring Resource and Environmental Technology | Large | 16.5 | 3113 | 7 renewable | 64.968 | 2010-01-01 | 2009-03-18 | 2010-07-01 | Registered: 23/12/10 | NC | ACM0002 ver. 10 | NO | NO | Grid-connected power from other sources | Asia Pacific | [18 empty] | Sweden |  |  | Active
4080 | Fujian Pingnan Lidaping 20MW Hydropower Expansion Project | Existing Dam | China | UK (EDF Trading Limited) | Registered | China Environmental United Certification Center Co., Ltd. | COWI Consulting (Beijing) Co., Ltd. | Large | 20 | - | 7 renewable | 49.843 | 2009-12-31 | 2006-01-05 | 2010-05-01 | Registered: 14/02/11 | NC | ACM0002 ver. 10 | NO | NO | Grid-connected power from other sources | Asia Pacific | [18 empty] | UK |  |  | Active
NYA | Pamona 2 Hydroelectric Power Plant Project + | New Dam/'Run of the River' | Indonesia | UK (Agrinergy Pte Ltd) | At validation | TÜV-NORD | Agrinergy Consultancy Pvt Ltd | Large | 195 | 2910.44 | 7 renewable | 557.813 | 2009-12-31 | 2006-03-20 | 2010-10-01 | Open for comment: 31/12/09 - 29/01/10 |  | ACM0002 ver. 10 | NO | Yes | Grid-connected power from other sources | Asia Pacific | [18 empty] | UK |  |  | Active
NYA | Pipoca Small Hydropower Plant Project Activity | New Dam/'Run of the River' | Brazil | - | At validation | RINA | Ecopart Assessoria em Negócios Empresariais Ltda. | Large | 20 | 23.39 | 7 renewable | 24.082 | 2009-12-29 | 2008-05-20 | 2010-07-01 | Open for comment: 29/12/09 - 27/01/10 |  | ACM0002 ver. 10 | Yes | NO | Grid-connected power from other sources | Latin America | [18 empty] | - |  |  | Active
5946 | Qingyuan County Longjing Hydroelectric Power Plant Project + | New Dam | China | UK (Clean Carbon Capital (UK) Ltd.) | Registered | China Environmental United Certification Center Co., Ltd. | China Carbon Technology Co., Ltd. | Small | 8 | - | 7 renewable | 14.125 | 2009-12-26 | 2007-09-20 | 2010-07-01 | Registered: 26/03/12 (17/05/12) | NC | AMS-I.D. ver. 15 | NO | NO | Grid-connected power from other sources | Asia Pacific | [18 empty] | UK |  |  | Active
3875 | Hunan Luxi County Nengtan 6.4MW Hydropower Project | New Dam | China | Sweden (Carbon Asset Management Sweden AB) | Registered | ERM Certification and Verification Services Ltd. | Carbon Asset Management Sweden AB | Small | 6.4 | 14.9 | 7 renewable | 17.518 | 2009-12-24 | 2007-01-16 | 2010-08-01 | Registered: 10/12/10 | NC | AMS-I.D. ver. 15 | NO | NO | Grid-connected power from other sources | Asia Pacific | [18 empty] | Sweden |  |  | Active
4555 | Shaanxi Wenjing 48MW Hydropower Project | New Dam/'Run of the River' | China | Luxembourg (Climate Change Investment II S.A. SICAR) | Registered | DNV | ACT Global Environment Technology Co., Ltd. | Large | 48 | 189 | 7 renewable | 133.629 | 2009-12-24 | 2007-01-03 | 2010-07-01 | Registered: 18/04/11 (15/07/11) | NC | ACM0002 ver. 10 | NO | Yes | Grid-connected power from other sources | Asia Pacific | [18 empty] | Luxembourg |  |  | Active
4008 | Sichuan Liangtan Hydropower Station Second Phase Project + | Existing Dam | China | Sweden (Ecosecurities) | Registered | DNV | EcoSecurities Group PLC | Large | 20 | - | 7 renewable | 80.731 | 2009-12-23 | 2005-09-06 | 2010-04-01 | Registered: 12/03/11 | NC | ACM0002 ver. 10 | NO | NO | Grid-connected power from other sources | Asia Pacific | [18 empty] | Sweden |  |  | Active
NYA | 6.5 MW Bundled Small Hydro Electric Project in Maharashtra State | Existing Dam | India | - | At validation | DNV | MITCON Consultancy Services Ltd. | Small | 6.5 | - | 10 fixed | 14.599 | 2009-12-23 | 2007-08-27 | 2010-06-01 | Open for comment: 23/12/09 - 21/01/10 |  | AMS-I.D. ver. 15 | NO | NO | Grid-connected power from other sources | Asia Pacific | [18 empty] | - |  |  | Active
NYA | Gansu Taolaihe Sandaowan Hydropower Project | New Dam | China | - | At validation | DNV | China National Water Resources & Electric Power Materials & Equipment Co., Ltd. | Large | 90 | 947 | 7 renewable | 319.006 | 2009-12-23 | 2009-03-19 | 2012-07-01 | Open for comment: 23/12/09 - 21/01/10 |  | ACM0002 ver. 10 | NO | Yes | Grid-connected power from other sources | Asia Pacific | [18 empty] | - |  |  | Active
4456 | Shangwulipu Hydro Power Project | New Dam/'Run of the River' | China | - | Registered | TÜV-SÜD | Greenensign (Beijing) New Energy Technology Ltd. | Small | 9.1 | - | 7 renewable | 36.312 | 2009-12-22 | 2008-01-06 | 2010-07-01 | Registered: 14/02/11 | SD | AMS-I.D. ver. 15 | NO | NO | Grid-connected power from other sources | Asia Pacific | [18 empty] | - |  |  | Active
NYA | La Confluencia Hydroelectric Project + | New Dam/'Run of the River' | Chile | - | At validation | DNV | Valgesta Energía S.A. | Large | 160 | - | 7 renewable | 438.864 | 2009-12-22 | 2007-12-21 | 2010-09-01 | Open for comment: 22/12/09 - 20/01/10 |  | ACM0002 ver. 10 | Yes | Yes | Grid-connected power from other sources | Latin America | [18 empty] | - |  |  | Active
4097 | Hunan Longhui Yuanmushan Hydropower Project | New Dam/'Run of the River' | China | Sweden (Carbon Asset Management Sweden AB) | Registered | Lloyd’s | Changsha University of Science & Technology | Large | 16.5 | 16.02 | 7 renewable | 49.35 | 2009-12-22 | 2009-07-25 | 2012-01-01 | Registered: 16/02/11 | NC | ACM0002 ver. 10 | NO | NO | Grid-connected power from other sources | Asia Pacific | [18 empty] | Sweden |  |  | Active
4309 | Balsio Small Hydroelectric Project of Ginni Global Pvt. Ltd. | New Dam/'Run of the River' | India | - | Registered | TÜV-SÜD | Ginni Global Pvt. Ltd. | Small | 5 | - | 10 fixed | 18.443 | 2009-12-22 | 2008-10-06 | 2010-09-01 | Registered: 06/04/11 | NC | AMS-I.D. ver. 15 | NO | NO | Grid-connected power from other sources | Asia Pacific | [18 empty] | - |  |  | Active
4109 | Hunan Yaorenping Hydropower Project of China | New Dam/'Run of the River' | China | UK (Climate Bridge Ltd. + Noble Carbon Credits Limited) | Registered | Germanischer Lloyd Certification GmbH | Accord Global Environment Technology (Beijing) Co., Ltd. | Small | 8 | 533 | 7 renewable | 25.258 | 2009-12-18 | 2006-09-01 | 2010-09-01 | Registered: 02/02/11 | NC | AMS-I.D. ver. 15 | NO | NO | Grid-connected power from other sources | Asia Pacific | 6.63 | 2012-03-23 | 6.63 | [14 empty] | Japan Consulting Institute | UK |  |  | Active
3906 | Yuliang 60MW Hydropower Project on You River, Guangxi Zhuang Autonomous Region | New Dam/'Run of the River' | China | Japan (Mitsubishi Corporation) | Registered | Deloitte | Gaoxin Technical Development Co., Ltd. | Large | 60 | 12.27 | 7 renewable | 170.612 | 2009-12-18 | 2009-12-01 | 2011-11-01 | Registered: 24/12/10 | NC | ACM0002 ver. 10 | NO | Yes | Grid-connected power from other sources | Asia Pacific | [18 empty] | Japan |  |  | Active
4986 | Sichuan Zidazhai Hydropower Project | New Dam/'Run of the River' | China | - | Registered | Germanischer Lloyd Certification GmbH | Beijing Ruichi Electric Power Information Technology Co. Ltd. | Large | 36 | 14693 | 7 renewable | 128.681 | 2009-12-18 | 2007-06-18 | 2010-04-01 | Registered: 22/11/11 (10/02/12) | NC | ACM0002 ver. 10 | NO | Yes | Grid-connected power from other sources | Asia Pacific | [18 empty] | - |  |  | Active
NYA | Yunnan Dayao County Doudihe Hydro Power Project | New Dam | China | UK (Renaissance Carbon Investment Ltd.) | At validation | TÜV-Rheinland | Renaissance Carbon Investment Ltd. | Large | 40 | 161.45 | 7 renewable | 135.693 | 2009-12-18 | 2008-03-07 | 2011-07-01 | Open for comment: 18/12/09 - 16/01/10 |  | ACM0002 ver. 10 | NO | Yes | Grid-connected power from other sources | Asia Pacific | [18 empty] | UK |  |  | Active
3983 | Gansu Lintan Shubu Small Hydropower Station Project | New Dam/'Run of the River' | China | UK (Climate Corporation Emissions Trading GmbH) | Registered | TÜV-NORD | Caspervandertak Consulting | Small | 6 | - | 7 renewable | 21.022 | 2009-12-17 | 2006-03-17 | 2011-04-01 | Registered: 25/12/10 | NC | AMS-I.D. ver. 15 | NO | NO | Grid-connected power from other sources | Asia Pacific | [18 empty] | UK |  |  | Active
4163 | Jiangxi Huichang Yingnaogang Hydropower Project | New Dam | China | UK (Climate Corporation Emissions) | Registered | DNV | Aid Energy Conservation S&T Co. Ltd. | Small | 7.2 | 4.25 | 7 renewable | 19.185 | 2009-12-12 | 2007-06-22 | 2010-05-01 | Registered: 11/02/11 | NC | AMS-I.D. ver. 15 | NO | NO | Grid-connected power from other sources | Asia Pacific | [18 empty] | UK |  |  | Active
4159 | Longkou Hydropower Project | New Dam | China | UK (Climate Change Capital Carbon Fund II s.à r.l.) | Registered | ERM Certification and Verification Services Ltd. | Beijing Keji Consulting Ltd. | Large | 420 | 40.8 | 7 renewable | 1137.489 | 2009-12-12 | 2006-06-30 | 2010-07-01 | Registered: 12/02/11 | NC | ACM0002 ver. 10 | NO | Yes | Grid-connected power from other sources | Asia Pacific | 854.033 | 2011-12-08 | 345.055 | 2012-02-07 | 199.685 | 2012-04-27 | 309.293 | [10 empty] | BV Cert | UK |  |  | Active
NYA | Sichuan Muchuan County Huogo Hydropower Project | New Dam | China | Germany (Deutsche Bank AG, London) | At validation | ERM Certification and Verification Services Ltd. | Hangzhou Carbon Trade Environment Engineering Co., Ltd | Large | 40 | 44.89 | 7 renewable | 157.774 | 2009-12-12 | 2007-06-01 | 2010-10-01 | Open for comment: 12/12/09 - 10/01/10 |  | ACM0002 ver. 10 | NO | Yes | Grid-connected power from other sources | Asia Pacific | [18 empty] | Germany |  |  | Active
3941 | Hunan Mayang Jinjiang Small Hydropower Project | New Dam/'Run of the River' | China | UK (Climate Corporation Emissions Trading GmbH) | Registered | TÜV-Rheinland | Hunan CDM Project Service Center | Small | 13.5 | - | 7 renewable | 42.578 | 2009-12-10 | 2007-03-02 | 2010-07-01 | Registered: 30/12/10 | NC | AMS-I.D. ver. 15 | NO | NO | Grid-connected power from other sources | Asia Pacific | [18 empty] | UK |  |  | Active
NYA | Malagone SHP CDM Project, Minas Gerais, Brazil (JUN1122) | New Dam/'Run of the River' | Brazil | - | At validation | RINA | Carbotrader Assessoria e Consultoria em Energia Ltda. | Large | 19 | 14.96 | 7 renewable | 27.552 | 2009-12-10 | 2008-02-27 | 2010-07-01 | Open for comment: 10/12/09 - 08/01/10 |  | ACM0002 ver. 10 | NO | NO | Grid-connected power from other sources | Latin America | [18 empty] | - |  |  | Active
NYA | Cachoeirao CDM Project (JUN1092) | New Dam/'Run of the River' | Brazil | - | At validation | RINA | CARBOTRADER Ltda. | Large | 27.9 | 27.32 | 7 renewable | 44.626 | 2009-12-10 | 2007-03-09 | 2010-07-01 | Open for comment: 10/12/09 - 08/01/10 |  | ACM0002 ver. 10 | NO | Yes | Grid-connected power from other sources | Latin America | [18 empty] | - |  |  | Active
NYA | Criùva and Palanquinho Small Hydropower Plants Project Activity | New Dam/'Run of the River' | Brazil | - | At validation | RINA | Ecopart Assessoria em Negócios Empresariais Ltda | Large | 48 | - | 7 renewable | 55.03 | 2009-12-10 | 2008-05-30 | 2010-01-01 | Open for comment: 10/12/09 - 08/01/10 |  | ACM0002 ver. 10 | Yes | Yes | Grid-connected power from other sources | Latin America | [18 empty] | - |  |  | Active
4443 | Hubei Laifeng Jinlongtan Hydropower Station | New Dam/'Run of the River' | China | UK (Green Hercules Trading Limited) | Registered | TÜV-NORD | Beijing Tianqing Power International CDM Consulting, Co., Ltd. | Large | 27 | 27 | 7 renewable | 63.936 | 2009-12-09 | 2007-01-19 | 2010-08-01 | Registered: 22/02/11 | NC | ACM0002 ver. 10 | NO | Yes | Grid-connected power from other sources | Asia Pacific | [18 empty] | UK |  |  | Active
NYA | Yunnan Diqing Luoma Hydroelectric Project | New Dam/'Run of the River' | China | UK (EcoSecurities International Limited) | At validation | Korean Foundation for Quality | EcoSecurities International Limited | Large | 60 | 1392 | 7 renewable | 159.201 | 2009-12-09 | 2007-07-15 | 2010-06-01 | Open for comment: 09/12/09 - 07/01/10 |  | ACM0002 ver. 10 | NO | Yes | Grid-connected power from other sources | Asia Pacific | [18 empty] | UK |  |  | Active
3730 | 12.82 MW Bundled Small Hydropower Project in Qiandongnan Autonomous Region, Guizhou Province, P. R. China + | New Dam/'Run of the River' | China | Japan (Smart Energy Co., Ltd) | Registered | JACO | Beijing Karbon Energy Investment and Consulting Co., Ltd. + Smart Energy Co., Ltd. | Small | 12.82 | - | 7 renewable | 33.869 | 2009-12-09 | 2005-06-30 | 2010-05-01 | Registered: 08/09/11 | NC | AMS-I.D. ver. 15 | NO | NO | Grid-connected power from other sources | Asia Pacific | [18 empty] | Japan |  |  | Active
3729 | 11.4 MW Bundled Small Hydropower Project in Shanjunyan and Liaoli, Guizhou Province + | New Dam/'Run of the River' | China | Japan (Smart Energy Co., Ltd) | Registered | JACO | Beijing Karbon Energy Investment and Consulting Co., Ltd. + Smart Energy Co., Ltd. | Small | 11.4 | - | 7 renewable | 35.55 | 2009-12-09 | 2005-09-12 | 2010-05-01 | Registered: 09/11/10 | NC | AMS-I.D. ver. 15 | NO | NO | Grid-connected power from other sources | Asia Pacific | [18 empty] | Japan |  |  | Active
4658 | Hongkou 200MW Hydropower Project in Fujian Province | New Dam | China | Switzerland (Vitol S.A.) | Registered | ERM Certification and Verification Services Ltd. | Cleanergy Investment Service (Beijing) Co., Ltd. | Large | 200 | 22.42 | 7 renewable | 327.745 | 2009-12-07 | 2004-12-10 | 2010-07-01 | Registered: 13/05/11 (25/07/11) | NC | ACM0002 ver. 10 | Yes | Yes | Grid-connected power from other sources | Asia Pacific | [18 empty] | Switzerland |  |  | Active
4160 | Rundi Hydropower Expansion Project | New Dam/'Run of the River' | China | UK (Climate Corporation Emissions Trading GmbH) | Registered | DNV | - | Small | 12 | - | 7 renewable | 49.029 | 2009-12-05 | 2008-04-20 | 2010-01-01 | Registered: 12/02/11 | NC | AMS-I.D. ver. 15 | NO | NO | Grid-connected power from other sources | Asia Pacific | [18 empty] | UK |  |  | Active
5508 | Malong River 3# Hydropower Project | New Dam/'Run of the River' | China | Switzerland (Vitol S.A.) | Req. registration | TÜV-NORD | Shanghai Xintan Investment Management Co. Ltd. | Small | 10 | 562 | 7 renewable | 36.938 | 2009-12-05 | 2009-11-16 | 2010-12-30 | Review period: 09/05/12 - 05/06/12 | NC | ACM0002 ver. 10 | NO | NO | Grid-connected power from other sources | Asia Pacific | [18 empty] | Switzerland |  |  | Active
5519 | Malong River 2# Hydropower Project | New Dam/'Run of the River' | China | Switzerland (Vitol S.A.) | Registered | TÜV-NORD | Shanghai Xintan Investment Management Co. Ltd. | Small | 12.6 | 368 | 7 renewable | 42.523 | 2009-12-05 | 2010-08-01 | 2012-01-01 | Registered: 17/02/12 (02/05/12) | NC | ACM0002 ver. 10 | NO | NO | Grid-connected power from other sources | Asia Pacific | [18 empty] | Switzerland |  |  | Active
3901 | Gansu Longwangtai Hydropower Project | New Dam/'Run of the River' | China | Luxembourg (Climate Change Investment II S.A. SICAR) | Registered | DNV | Gansu Huike Center for Technology Transferring on Resource and Environment | Large | 21 | 68.57 | 7 renewable | 68.867 | 2009-12-05 | 2007-11-22 | 2010-07-01 | Registered: 25/12/10 | NC | ACM0002 ver. 10 | NO | Yes | Grid-connected power from other sources | Asia Pacific | [18 empty] | Luxembourg |  |  | Active
5383 | Malong River 1# Hydropower Project | New Dam/'Run of the River' | China | Switzerland (Vitol S.A.) | Registered | TÜV-NORD | Shanghai Xintan Investment Management Co. Ltd. | Large | 20 | 1786 | 7 renewable | 55.922 | 2009-12-05 | 2008-03-09 | 2010-05-01 | Registered: 26/01/12 (13/04/12) | NC | ACM0002 ver. 10 | NO | NO | Grid-connected power from other sources | Asia Pacific | [18 empty] | Switzerland |  |  | Active
3833 | KWPCO Small hydroelectric CDM Project in Taean | ? | Republic of Korea | - | Registered | Korea Energy Management Corporation (KEMCO) | RCC. Co., Ltd. | Small | 2.2 | - | 10 fixed | 4.072 | 2009-11-28 | 2006-02-10 | 2007-10-01 | Registered: 25/11/10 | NC | AMS-I.D. ver. 15 | NO | NO | Grid-connected power from other sources | Asia Pacific | [18 empty] | - |  |  | Active
3847 | Guangdong Hejiang 7.2MW Hydropower Project | New Dam/'Run of the River' | China | Switzerland (Vitol S.A.) | Registered | Korean Foundation for Quality | Hangzhou Carbon Trade Environment Engineering Co., Ltd. | Small | 7.2 | - | 7 renewable | 18.498 | 2009-11-27 | 2007-08-17 | 2010-06-01 | Registered: 04/12/10 | NC | AMS-I.D. ver. 15 | NO | NO | Grid-connected power from other sources | Asia Pacific | [18 empty] | Switzerland |  |  | Active
3755 | Yunnan Yongchanghe 9.6MW Hydropower Project | New Dam/'Run of the River' | China | Sweden (Carbon Asset Management Sweden AB) | Registered | DNV | Yunnan Academy of Scientific and Technical Information | Small | 9.6 | - | 7 renewable | 39.476 | 2009-11-25 | 2008-08-02 | 2010-07-01 | Registered: 22/11/10 | NC | AMS-I.D. ver. 15 | NO | NO | Grid-connected power from other sources | Asia Pacific | [18 empty] | Sweden |  |  | Active
NYA | Qingshui 20MW Hydro Power Project in Guizhou Province + | New Dam/'Run of the River' | China | UK (Climatebridge Ltd.) | At validation | DNV | Honor Carbon Asset & High-Technology Project Management Co., Ltd. | Large | 20 | 68.2 | 7 renewable | 27.468 | 2009-11-25 | 2006-04-28 | 2011-01-01 | Open for comment: 25/11/09 - 24/12/09 |  | ACM0002 ver. 10 | NO | NO | Grid-connected power from other sources | Asia Pacific | [18 empty] | UK |  |  | Active
NYA | Guanyinyan 3.2MW Hydro Power Project in Guizhou Province, China + | New Dam | China | UK (Climatebridge Ltd.) | At validation | DNV | Honor Carbon Asset & High-Technology Project Management Co.,Ltd. | Small | 3.2 | 13 | 7 renewable | 9.326 | 2009-11-25 | 2005-12-05 | 2011-01-01 | Open for comment: 25/11/09 - 24/12/09 |  | AMS-I.D. ver. 15 | NO | NO | Grid-connected power from other sources | Asia Pacific | [18 empty] | UK |  |  | Active
3982 | Musa River 1st Level Small Hydropower Project | New Dam/'Run of the River' | China | Sweden (Carbon Asset Management Sweden Pte Ltd.) | Registered | DNV | College of Environmental Science and Engineering, Hunan University | Small | 15 | - | 7 renewable | 51.264 | 2009-11-25 | 2009-05-08 | 2011-01-01 | Registered: 01/01/11 | NC | AMS-I.D. ver. 15 | NO | NO | Grid-connected power from other sources | Asia Pacific | [18 empty] | Sweden |  |  | Active
4017 | Gansu Miaojiaba Hydropower Project | New Dam | China | Japan (Mitsui & Co., Ltd.) | Registered | DNV | China National Water Resources & Electric Power Materials & Equipment Co., Ltd. | Large | 240 | 27 | 7 renewable | 769.075 | 2009-11-21 | 2008-08-15 | 2011-04-01 | Registered: 28/12/10 | NC | ACM0002 ver. 10 | NO | Yes | Grid-connected power from other sources | Asia Pacific | [18 empty] | Japan |  |  | Active
3748 | Sichuan Gongdefang 15MW Hydropower Project | New Dam/'Run of the River' | China | Japan (Japan Carbon Finance, Ltd.) | Registered | Deloitte | Accord Global Environment Technology (Beijing) Co., Ltd. | Small | 15 | - | 7 renewable | 63.861 | 2009-11-17 | 2006-12-19 | 2010-07-01 | Registered: 06/11/10 | NC | AMS-I.D. ver. 15 | NO | NO | Grid-connected power from other sources | Asia Pacific | [18 empty] | Japan |  |  | Active
3747 | Yunnan Gaohe River 4th level Hydropower Project | New Dam/'Run of the River' | China | Japan (Japan Carbon Finance, Ltd.) | Registered | Deloitte | Accord Global Environment Technology (Beijing) Co., Ltd. | Large | 20 | - | 7 renewable | 68.241 | 2009-11-17 | 2008-05-27 | 2010-08-01 | Registered: 03/11/10 | NC | ACM0002 ver. 10 | NO | NO | Grid-connected power from other sources | Asia Pacific | [18 empty] | Japan |  |  | Active
5131 | Xinjiang Kalasuke 140MW Hydroelectric Project | Existing Dam | China | UK (Climate Corporation Emissions Trading GmbH) | Registered | TÜV-Rheinland | Clear Sky Consultants Ltd. + Xinjiang Ehe Construction and Investment Co., Ltd. | Large | 140 | - | 7 renewable | 431.547 | 2009-11-17 | 2008-08-27 | 2010-06-01 | Registered: 25/08/11 (28/11/11) | NC | ACM0002 ver. 10 | NO | Yes | Grid-connected power from other sources | Asia Pacific | [18 empty] | UK |  |  | Active
NYA | 3 MW Shyang Mini Hydel Power Project | New Dam/'Run of the River' | India | - | At validation | TÜV-NORD | Sai Engineering Foundation | Small | 3 | - | 7 renewable | 9.022 | 2009-11-12 | 2007-08-28 | 2010-03-01 | Open for comment: 12/11/09 - 11/12/09 |  | AMS-I.D. ver. 15 | NO | NO | Grid-connected power from other sources | Asia Pacific | [18 empty] | - |  |  | Active
NYA | Luzboa Small Hydro Power Plants BRA-Minas Gerais I | New Dam/'Run of the River' | Brazil | Portugal (Ecoprogresso-Consultores em Ambiente e Desenvolvimento, SA) | At validation | DNV | Município de Belo Horizonte - Estado de Minas Gerais | Small | 14.7 | - | 10 fixed | 20.474 | 2009-11-12 | 2008-10-24 | 2010-01-01 | Open for comment: 12/11/09 - 11/12/09 |  | AMS-I.D. ver. 15 | NO | NO | Grid-connected power from other sources | Latin America | [18 empty] | Portugal |  |  | Active
NYA | Hydroelectric Project of the Amoya River | New Dam/'Run of the River' | Colombia | Netherlands (International Bank for Reconstruction and Development) | At validation | Colombian Institute for Technical Standards and Certification | World Bank | Large | 80 | - | 7 renewable | 102.413 | 2009-11-08 | 2004-07-01 | 2011-07-01 | Open for comment: 08/11/09 - 07/12/09 |  | ACM0002 ver. 10 | NO | Yes | Grid-connected power from other sources | Latin America | [18 empty] | Netherlands |  |  | Active
3283 | Gansu Zhangye 8.0MW Shimiao Stage II hydropower project | New Dam/'Run of the River' | China | UK (Climate Bridge Ltd.) + UK (Noble Carbon Credits Limited) | Registered | Germanischer Lloyd Certification GmbH | Yinlongxing (Beijing) Consultancy Co., Ltd. + Climate Bridge Ltd. | Small | 8 | - | 7 renewable | 21.297 | 2009-11-06 | 2009-03-20 | 2010-09-01 | Registered: 08/10/10 | NC | AMS-I.D. ver. 15 | NO | NO | Grid-connected power from other sources | Asia Pacific | [18 empty] | UK |  |  | Active
3492 | Gansu Zhangye 7.2MW Yingke Hydropower Project | New Dam/'Run of the River' | China | UK (Climate Bridge Ltd.) + UK (Noble Carbon Credits Limited) | Registered | Germanischer Lloyd Certification GmbH | Climate Bridge Ltd. | Small | 7.2 | - | 7 renewable | 27.138 | 2009-11-06 | 2009-05-18 | 2010-07-01 | Registered: 07/01/11 | NC | AMS-I.D. ver. 15 | NO | NO | Grid-connected power from other sources | Asia Pacific | [18 empty] | UK |  |  | Active
4983 | Tiantai County Chayuan 5.7MW Cascade Hydropower Project in Zhejiang Province | New Dam | China | UK (Climate Bridge Ltd.) | Registered | Germanischer Lloyd Certification GmbH | China Carbon Technology Co., Ltd. | Small | 5.7 | - | 7 renewable | 10.016 | 2009-11-06 | 2009-02-15 | 2010-07-01 | Registered: 11/07/11 (04/10/11) | NC | AMS-I.D. ver. 15 | NO | NO | Grid-connected power from other sources | Asia Pacific | [18 empty] | UK |  |  | Active
3502 | Gansu Sunan 6.3MW Sidalong Stage I Hydropower Project | New Dam/'Run of the River' | China | UK (Climate Bridge Ltd.) + UK (Noble Carbon Credits Limited) | Registered | Germanischer Lloyd Certification GmbH | Yinlongxing (Beijing) Consultancy Co., Ltd. | Small | 6.3 | - | 7 renewable | 22.192 | 2009-11-06 | 2008-07-01 | 2010-09-01 | Registered: 03/02/11 | NC | AMS-I.D. ver. 15 | NO | NO | Grid-connected power from other sources | Asia Pacific | [18 empty] | UK |  |  | Active
3991 | Gu’ertu River Stage VI and VII 17MW Bundled Hydropower Project | New Dam/'Run of the River' | China | Japan (Tohoku Electric Power Company, Incorporated) | Registered | TÜV-SÜD | Beijing Changjiang River International Holding | Large | 17 | - | 7 renewable | 53.736 | 2009-11-03 | 2007-06-16 | 2010-01-01 | Registered: 14/01/11 | NC | ACM0002 ver. 10 | NO | NO | Grid-connected power from other sources | Asia Pacific | [18 empty] | Japan |  |  | Active
4527 | Hunan Xiaoshanyang Small Hydropower Project | New Dam/'Run of the River' | China | Germany (Ecolutions Trading GmbH) | Registered | TÜV-Rheinland | Hunan CDM Project Service Center | Small | 8 | - | 7 renewable | 20.9 | 2009-11-03 | 2008-03-25 | 2010-02-01 | Registered: 09/05/11 (20/07/11) | NC | AMS-I.D. ver. 15 | NO | NO | Grid-connected power from other sources | Asia Pacific | [18 empty] | Germany |  |  | Active
NYA | Small hydroelectric Power Plant São Fracisco | ? | Brazil | - | At validation | DNV | Gênesis Energética S.A. + PricewaterhouseCoopers | Small | 14 | - | 7 renewable | 18.128 | 2009-11-01 | 2008-04-02 | 2010-01-01 | Open for comment: 01/11/09 - 30/11/09 |  | AMS-I.D. ver. 15 | NO | NO | Grid-connected power from other sources | Latin America | [18 empty] | - |  |  | Active
3866 | Dayan River Stage I and Dayan River Stage II 17.6MW Bundled Hydropower Project | New Dam | China | Japan (Eco Asset Inc) | Registered | China Environmental United Certification Center Co., Ltd. | Beijing Changjiang River International Holding | Large | 17.6 | 1062 | 7 renewable | 60.308 | 2009-10-31 | 2008-07-15 | 2010-01-01 | Registered: 10/02/11 | NC | ACM0002 ver. 10 | NO | NO | Grid-connected power from other sources | Asia Pacific | [18 empty] | Japan |  |  | Active
4504 | Yunnan Yingjiang Zhina River 2nd Level Hydropower Station Phase 1 and Phase 2 | New Dam/'Run of the River' | China | Italy (ENEL) | Registered | RINA | Beijing Tianqing Power International CDM Consulting, Co., Ltd. | Large | 36 | 21000 | 7 renewable | 138.284 | 2009-10-30 | 2007-06-30 | 2010-07-01 | Registered: 08/04/11 (30/06/11) | NC | ACM0002 ver. 10 | NO | Yes | Grid-connected power from other sources | Asia Pacific | [18 empty] | Italy |  |  | Active
4152 | Bazhuahe and Yingpanhe Bundled Small Hydropower Project | New Dam/'Run of the River' | China | UK (Climate Corporation Emissions Trading) | Registered | DNV | Goldchina Consultancy International Co., Ltd. | Small | 11.09 | - | 7 renewable | 54.645 | 2009-10-30 | 2008-01-14 | 2010-01-01 | Registered: 18/03/11 | NC | AMS-I.D. ver. 14 | NO | NO | Grid-connected power from other sources | Asia Pacific | [18 empty] | UK |  |  | Active
4774 | Yunnan Yingjiang Zhina River 1st Level Hydropower Station | New Dam/'Run of the River' | China | Italy (ENEL) | Registered | RINA | Beijing Tianqing Power International CDM Consulting, Co., Ltd. | Small | 14 | - | 7 renewable | 53.309 | 2009-10-30 | 2007-06-30 | 2010-07-01 | Registered: 19/05/11 (08/08/11) | NC | AMS-I.D. ver. 14 | NO | NO | Grid-connected power from other sources | Asia Pacific | [18 empty] | Italy |  |  | Active
NYA | Vardenis Cascade Small Scale Hydroelectric CDM project | New Dam/'Run of the River' | Armenia | Germany (EnBW Trading GmbH) | At validation | TÜV-SÜD | Energocor Ltd | Small | 14.9 | - | 10 fixed | 11.861 | 2009-10-30 | 2008-06-12 | 2009-12-01 | Open for comment: 30/10/09 - 28/11/09 |  | AMS-I.D. ver. 14 | NO | NO | Grid-connected power from other sources | Europe | [18 empty] | Germany |  |  | Active
4430 | Lincang County Meiziqing 3rd Level Hydropower Station | New Dam/'Run of the River' | China | UK (Green Hercules Trading Limited) | Registered | TÜV-NORD | Beijing Tianqing Power International CDM Consulting, Co., Ltd. | Small | 13 | - | 7 renewable | 51.997 | 2009-10-30 | 2007-01-05 | 2010-10-01 | Registered: 01/03/11 | NC | AMS-I.D. ver. 14 | NO | NO | Grid-connected power from other sources | Asia Pacific | [18 empty] | UK |  |  | Active
NYA | Saravan and Her-Her Small Scale Hydroelectric CDM project | New Dam/'Run of the River' | Armenia | Germany (EnBW Trading GmbH) | At validation | TÜV-SÜD | Energocor Ltd | Small | 6.04 | - | 10 fixed | 53.211 | 2009-10-29 | 2008-04-14 | 2010-01-01 | Open for comment: 29/10/09 - 27/11/09 |  | AMS-I.D. ver. 14 | NO | NO | Grid-connected power from other sources | Europe | [18 empty] | Germany |  |  | Active
2824 | Sichuan Tianshengqiao 12MW Hydropower Project | New Dam/'Run of the River' | China | Japan (Mitsubishi) | Registered | Deloitte | Beijing Ruichi Electric Power Information Technology Co. Ltd | Small | 12 | - | 7 renewable | 42.05 | 2009-10-28 | 2012-01-02 | 2014-01-02 | Registered: 15/04/10 | NC | AMS.ID ver. 13 | NO | NO | Grid-connected power from other sources | Asia Pacific | [18 empty] | Japan |  |  | Active
NYA | Sichuan Luding County Mehegou Bundled Hydro Project | New Dam/'Run of the River' | China | Switzerland (Vitol S.A.) | At validation | TÜV-Rheinland | Sichuan Prade Energy Technology Co., Ltd. | Small | 12.8 | - | 7 renewable | 59.202 | 2009-10-27 | 2008-12-22 | 2010-07-01 | Open for comment: 27/10/09 - 25/11/09 |  | AMS-I.D. ver. 14 | NO | NO | Grid-connected power from other sources | Asia Pacific | [18 empty] | Switzerland |  |  | Active
NYA | Sichuan Luding County Xiasong Hydro Project | New Dam/'Run of the River' | China | Switzerland (Vitol S.A.) | At validation | TÜV-Rheinland | Sichuan Prade Energy Technology Co., Ltd. | Small | 9.6 | - | 7 renewable | 42.107 | 2009-10-27 | 2008-07-28 | 2010-01-01 | Open for comment: 27/10/09 - 25/11/09 |  | AMS-I.D. ver. 14 | NO | NO | Grid-connected power from other sources | Asia Pacific | [18 empty] | Switzerland |  |  | Active
3681 | Sichuan Heishui County Reshuitang 2nd Cascade Hydropower Station Project | New Dam/'Run of the River' | China | Switzerland (Vitol S.A.) | Registered | China Quality Certification Center | Caspervandertak Consulting + Gansu Tonghe Investment Project Consulting Co., Ltd. | Small | 15 | 619.83 | 7 renewable | 53.182 | 2009-10-24 | 2008-08-26 | 2010-07-01 | Registered: 21/10/10 | NC | AMS-I.D. ver. 14 | NO | NO | Grid-connected power from other sources | Asia Pacific | [18 empty] | Switzerland |  |  | Active
NYA | Sichuan Zhaojue County Bundled Hydro Project | New Dam/'Run of the River' | China | Switzerland (Vitol S.A.) | At validation | TÜV-Rheinland | Sichuan Prade Energy Technology Co., Ltd | Small | 4 | - | 7 renewable | 37.297 | 2009-10-24 | 2009-02-02 | 2010-01-01 | Open for comment: 24/10/09 - 22/11/09 |  | AMS-I.D. ver. 14 | NO | NO | Grid-connected power from other sources | Asia Pacific | [18 empty] | Switzerland |  |  | Active
NYA | Batu Balai and Padang Guci bundled hydropower projects | New Dam/'Run of the River' | Indonesia | UK (Agrinergy) | At validation | TÜV-NORD | PT Agrinergy Indonesia | Small | 9 | - | 7 renewable | 37.372 | 2009-10-23 | 2008-04-18 | 2010-08-01 | Open for comment: 23/10/09 - 21/11/09 |  | AMS-I.D. ver. 14 | NO | NO | Grid-connected power from other sources | Asia Pacific | [18 empty] | UK |  |  | Active
NYA | Batu Balai and Padang Guci bundled hydropower projects | New Dam/'Run of the River' | Indonesia | UK (Agrinergy) | At validation | TÜV-NORD | Agrinergy Pte Ltd + Agrinergy Consultancy Pvt Ltd | Small | 0.5 | - | 7 renewable | 2.998 | 2009-10-23 | 2009-11-01 | 2010-07-01 | Open for comment: 23/10/09 - 21/11/09 |  | AMS-I.D. ver. 14 | NO | NO | Grid-connected power from other sources | Asia Pacific | [18 empty] | UK |  |  | Active
NYA | Dak Me 1 Hydropower Project in Vietnam | New Dam | Vietnam | Japan (Hokkaido Electric Power Co., Inc.) | At validation | DNV | Hokkaido Electric Power Co., Inc. (HEPCO) | Small | 4 | 190.48 | 7 renewable | 10.676 | 2009-10-22 | 2009-04-01 | 2011-01-01 | Open for comment: 22/10/09 - 20/11/09 |  | AMS-I.D. ver. 14 | NO | NO | Grid-connected power from other sources | Asia Pacific | [18 empty] | Japan |  |  | Active
NYA | Montecristo Small Hydroelectric Project | New Dam/'Run of the River' | Guatemala | - | At validation | Spanish Association for Standardisation and Certification | MGM International S.r.l. | Small | 12.9 | - | 7 renewable | 34.547 | 2009-10-21 | 2005-01-31 | 2010-01-01 | Open for comment: 21/10/09 - 19/11/09 |  | AMS-I.D. ver. 14 | NO | NO | Grid-connected power from other sources | Latin America | [18 empty] | - |  |  | Active
NYA | Hubei Bailinyan Hydroelectric Project | Existing Dam | China | UK (EcoSecurities Group Plc) | At validation | Korean Foundation for Quality | Shanghai Weitai Environment Consultant Co., Ltd. | Large | 45 | - | 10 fixed | 45.326 | 2009-10-21 | 2007-09-29 | 2010-01-01 | Open for comment: 21/10/09 - 19/11/09 |  | ACM0002 ver. 10 | NO | Yes | Grid-connected power from other sources | Asia Pacific | [18 empty] | UK |  |  | Active
NYA | Sichuan Aba Municipality Wenchuan Caopo Hekou Hydro Project | New Dam/'Run of the River' | China | Sweden (Carbon Asset Management Sweden AB) | At validation | Lloyd’s | Carbon Asset Management Sweden AB | Small | 15 | - | 7 renewable | 62.096 | 2009-10-21 | 2009-10-15 | 2010-05-01 | Open for comment: 21/10/09 - 19/11/09 |  | AMS-I.D. ver. 14 | NO | NO | Grid-connected power from other sources | Asia Pacific | [18 empty] | Sweden |  |  | Active
3954 | Ho Bon Hydropower Project | New Dam/'Run of the River' | Vietnam | Switzerland (Bunge Emissions Holdings Sarl) | Registered | Korea Energy Management Corporation (KEMCO) | Kyoto Energy Pte. Ltd. | Large | 18 | 187.5 | 7 renewable | 44.817 | 2009-10-21 | 2007-12-10 | 2011-01-01 | Registered: 21/02/11 (21/06/11) | NC | ACM0002 ver. 10 | NO | NO | Grid-connected power from other sources | Asia Pacific | [18 empty] | Switzerland |  |  | Active
3749 | K-water small hydroelectric power plant project (IV) | New Dam | Republic of Korea | - | Registered | Korean Foundation for Quality | - | Small | 1.33 | - | 10 fixed | 4.438 | 2009-10-17 | 2009-04-27 | 2010-01-01 | Registered: 15/10/10 | NC | AMS-I.D. ver. 14 | NO | NO | Grid-connected power from other sources | Asia Pacific | [18 empty] | - |  |  | Active
4417 | Ha Nang hydropower project | New Dam/'Run of the River' | Vietnam | Switzerland (Bunge Emissions Holdings Sarl) | Registered | Korea Energy Management Corporation (KEMCO) | Kyoto Energy Pte. Ltd. | Small | 11 | - | 7 renewable | 27.048 | 2009-10-14 | 2008-03-05 | 2010-06-01 | Registered: 08/03/11 | NC | AMS-I.D. ver. 14 | NO | NO | Grid-connected power from other sources | Asia Pacific | [18 empty] | Switzerland |  |  | Active
4950 | Hunan Taojiang Baizhuzhou Hydroelectric Project | New Dam/'Run of the River' | China | Germany (KfW) | Registered | TÜV-Rheinland | - | Large | 45 | 70.84 | 7 renewable | 167.516 | 2009-10-14 | 2008-06-19 | 2010-07-01 | Registered: 21/02/12 (04/05/12) | NC | ACM0002 ver. 10 | NO | Yes | Grid-connected power from other sources | Asia Pacific | [18 empty] | Germany |  |  | Active
3682 | Nam Tang and Na Hau Hydropower Bundled Projects | New Dam/'Run of the River' | Vietnam | Switzerland (Bunge Emissions Holdings Sarl) | Registered | Korea Energy Management Corporation (KEMCO) | Kyoto Energy Pte. Ltd. | Small | 10 | - | 7 renewable | 22.179 | 2009-10-14 | 2009-10-06 | 2011-01-01 | Registered: 06/11/10 | NC | AMS-I.D. ver. 14 | NO | NO | Grid-connected power from other sources | Asia Pacific | [18 empty] | Switzerland |  |  | Active
3908 | Dasiat Hydropower Project | New Dam | Vietnam | UK (Grey K Environmental II Ltd.) | Registered | TÜV-Rheinland | RCEE Energy and Environment Joint Stock Company | Small | 13.5 | 29.2 | 7 renewable | 32.461 | 2009-10-10 | 2006-06-06 | 2009-10-11 | Registered: 11/10/11 (30/12/11) | NC | AMS-I.D. ver. 14 | NO | NO | Grid-connected power from other sources | Asia Pacific | [18 empty] | UK |  |  | Active
NYA | 10 MW Bundled Hydro project (Tanga & Motighat) in Uttarakhand (formerly Uttaranchal) | New Dam/'Run of the River' | India | - | At validation | DNV | Zenith Energy Services (P) Limited | Small | 10 | - | 7 renewable | 47.847 | 2009-10-09 | 2007-12-16 | 2010-01-01 | Open for comment: 09/10/09 - 07/11/09 |  | AMS-I.D. ver. 14 | NO | NO | Grid-connected power from other sources | Asia Pacific | [18 empty] | - |  |  | Active
4279 | Lao Cai -Lai Chau - Kontum Bundled Hydropower Project | New Dam/'Run of the River' | Vietnam | UK (Camco International Limited + Camco Carbon Limited) | Registered | TÜV-NORD | Camco International Limited | Small | 13.8 | - | 7 renewable | 33.147 | 2009-10-09 | 2008-12-20 | 2010-07-01 | Registered: 24/03/11 | NC | AMS-I.D. ver. 14 | NO | NO | Grid-connected power from other sources | Asia Pacific | [18 empty] | UK |  |  | Active
5183 | Lao Cai-Yen Bai Bundled Hydropower Project | New Dam/'Run of the River' | Vietnam | UK (Camco International Limited + Camco Carbon Limited) | Registered | TÜV-NORD | Camco International Limited | Small | 12.9 | - | 7 renewable | 30.814 | 2009-10-08 | 2009-04-01 | 2011-01-01 | Registered: 25/10/11 (19/12/11) | NC | AMS-I.D. ver. 14 | NO | NO | Grid-connected power from other sources | Asia Pacific | [18 empty] | UK |  |  | Active
NYA | Khukhni and Mussapur Small Hydro Power Project | New Dam/'Run of the River' | India | - | At validation | DNV | Gensol Consultants Pvt. Ltd. | Small | 2.8 | - | 10 fixed | 14.261 | 2009-10-07 | 2008-07-31 | 2010-11-01 | Open for comment: 07/10/09 - 05/11/09 |  | AMS-I.D. ver. 14 | NO | NO | Grid-connected power from other sources | Asia Pacific | [18 empty] | - |  |  | Active
NYA | Chakshi Mini Hydro Power Project | New Dam/'Run of the River' | India | - | At validation | DNV | Gensol Consultants Pvt. Ltd. | Small | 2 | - | 10 fixed | 7.928 | 2009-10-07 | 2008-11-25 | 2010-04-01 | Open for comment: 07/10/09 - 05/11/09 |  | AMS-I.D. ver. 14 | NO | NO | Grid-connected power from other sources | Asia Pacific | [18 empty] | - |  |  | Active
4765 | H’Mun Hydropower Project | New Dam | Vietnam | UK (Grey K Environmental (Europe) II Ltd.) | Registered | DNV | RCEE Energy and Environment Joint Stock Company | Large | 16.2 | 90 | 7 renewable | 36.785 | 2009-10-07 | 2006-08-23 | 2010-03-01 | Registered: 20/06/11 (09/09/11) | NC | ACM0002 ver. 10 | NO | NO | Grid-connected power from other sources | Asia Pacific | [18 empty] | UK |  |  | Active
4002 | Gansu Yongjing 24.9MW Fuchuan Hydropower Project | New Dam/'Run of the River' | China | Japan (MITSUI & CO.,LTD) | Registered | JACO | Yinlongxing (Beijing) consulting co. Ltd. | Large | 24.9 | 441 | 7 renewable | 100.632 | 2009-10-06 | 2008-11-08 | 2010-12-01 | Registered: 10/05/11 | NC | ACM0002 ver. 10 | NO | Yes | Grid-connected power from other sources | Asia Pacific | [18 empty] | Japan |  |  | Active
NYA | Braço Small Hydropower Plant Project Activity | New Dam/'Run of the River' | Brazil | - | At validation | RINA | Carbon do Brasil Consultoria Empresarial Ltda. | Small | 11.5 | - | 7 renewable | 19.382 | 2009-10-06 | 2009-05-29 | 2011-01-01 | Open for comment: 06/10/09 - 04/11/09 |  | AMS-I.D. ver. 14 | NO | NO | Grid-connected power from other sources | Latin America | [18 empty] | - |  |  | Active
4282 | Shuanghe Second Small Hydropower Project in Jilin Province | New Dam | China | Japan (Eco Asset Inc) | Registered | JACO | Shanghai JingYi Investment Management Co., Ltd. | Small | 12 | 7.02 | 7 renewable | 36.394 | 2009-10-06 | 2005-10-01 | 2010-01-01 | Registered: 03/10/11 (30/12/11) | NC | ACM0002 ver. 10 | NO | NO | Grid-connected power from other sources | Asia Pacific | [18 empty] | Japan |  |  | Active
NYA | TRANSITO HYDROELECTRIC PROJECT | New Dam/'Run of the River' | Ecuador | - | At validation | Bureau Veritas Certification Holding SAS | - | Small | 0.28 | - | 7 renewable | 8.099 | 2009-10-02 | 2008-06-01 | 2010-06-01 | Open for comment: 02/10/09 - 31/10/09 |  | AMS-I.D. ver. 14 | NO | NO | Grid-connected power from other sources | Latin America | [18 empty] | - |  |  | Active
NYA | Yuntaisi 8MW hydropower project in Nanzhang county of Hubei province | New Dam/'Run of the River' | China | Netherlands (ING Bank) | At validation | China Quality Certification Center | Beijing Jingu Huafeng Energy Investment Co., Ltd. | Small | 8 | - | 7 renewable | 15.653 | 2009-10-01 | 2010-03-01 | 2011-06-01 | Open for comment: 01/10/09 - 30/10/09 |  | AMS-I.D. ver. 14 | NO | NO | Grid-connected power from other sources | Asia Pacific | [18 empty] | Netherlands |  |  | Active
2533 | Yunnan Gengma Tiechang River 12.6MW Hydropower Project | New Dam/'Run of the River' | China | Japan (Mitsubishi UFJ Securities Co., Ltd.) | Registered | China Environmental United Certification Center Co., Ltd. | Mitsubishi UFJ Securities + Kunming Keeron CO2 Clean Energy Exploitation Consulting Co., Ltd | Small | 12.6 | 3600 | 7 renewable | 36.4 | 2009-10-01 | 2008-08-10 | 2010-01-01 | Registered: 13/10/10 | NC | AMS-I.D. ver. 14 | NO | NO | Grid-connected power from other sources | Asia Pacific | 21.466 | 2011-12-30 | 21.466 | [14 empty] | China Environmental United Certification Center Co., Ltd (CEC) | Japan |  |  | Active
4091 | Jiangxi Shihutang Hydropower Project | New Dam/'Run of the River' | China | Spain (International Bank for Reconstruction and Development as Trustee of the Spanish Carbon Fund) | Registered | Spanish Association for Standardisation and Certification | Carbon Finance Unit | Large | 120 | 4.09 | 7 renewable | 372.303 | 2009-09-30 | 2009-03-15 | 2011-10-01 | Registered: 10/03/11 | NC | ACM0002 ver. 10 | NO | Yes | Grid-connected power from other sources | Asia Pacific | [18 empty] | Spain |  |  | Active
NYA | Ia Tchom 1 and Ia Krel 2 Hydropower Bundled Project | New Dam | Vietnam | - | At validation | TÜV-NORD | INTRACO Co., Ltd | Small | 13 | - | 7 renewable | 33.472 | 2009-09-29 | 2009-07-12 | 2011-01-01 | Open for comment: 29/09/09 - 28/10/09 |  | AMS-I.D. ver. 14 | NO | NO | Grid-connected power from other sources | Asia Pacific | [18 empty] | - |  |  | Active
3549 | Shankou Hydropower Project on Ningjiahe River in Xinjiang Uygur Autonomous Region | New Dam | China | Japan (Eco Asset Inc) | Registered | China Environmental United Certification Center Co., Ltd. | Beijing Haohua Rivers International Water Engineering Consulting Co. Ltd. | Large | 16 | - | 7 renewable | 33.494 | 2009-09-28 | 2008-07-17 | 2010-01-01 | Registered: 28/09/10 | NC | ACM0002 ver. 10 | NO | NO | Grid-connected power from other sources | Asia Pacific | [18 empty] | Japan |  |  | Active
3719 | Sungai Kerling Hydropower Plant | New Dam/'Run of the River' | Malaysia | Sweden (Swedish Energy Agency) | Registered | TÜV-NORD | KYOTOenergy Pte. Ltd. | Small | 2 | - | 7 renewable | 10.034 | 2009-09-26 | 2008-08-25 | 2010-01-01 | Registered: 26/01/11 | NC | AMS-I.D. ver. 14 | NO | NO | Grid-connected power from other sources | Asia Pacific | [18 empty] | Sweden |  |  | Active
NYA | Dak Psi Hydropower Project | New Dam/'Run of the River' | Vietnam | - | At validation | TÜV-NORD | INTRACO | Large | 18 | 9.7 | 7 renewable | 43.345 | 2009-09-25 | 2009-06-23 | 2011-06-01 | Open for comment: 25/09/09 - 24/10/09 |  | ACM0002 ver. 10 | NO | NO | Grid-connected power from other sources | Asia Pacific | [18 empty] | - |  |  | Active
NYA | Dak Pokei and Ia Grang 1 Hydropower Bundled Project | New Dam/'Run of the River' | Vietnam | - | At validation | TÜV-NORD | INTRACO | Small | 14 | - | 7 renewable | 34.906 | 2009-09-25 | 2009-07-12 | 2011-07-01 | Open for comment: 25/09/09 - 24/10/09 |  | AMS-I.D. ver. 14 | NO | NO | Grid-connected power from other sources | Asia Pacific | [18 empty] | - |  |  | Active
4439 | Pingju 4MW Hydropower Project in Guizhou Province | New Dam | China | Switzerland (Vitol S.A.) | Registered | China Environmental United Certification Center Co., Ltd. | Cleanergy Investment Service (Beijing) Co., Ltd | Small | 4 | 11.8 | 7 renewable | 9.628 | 2009-09-24 | 2007-03-18 | 2010-01-01 | Registered: 02/02/11 | NC | AMS-I.D. ver. 14 | NO | NO | Grid-connected power from other sources | Asia Pacific | [18 empty] | Switzerland |  |  | Active
4856 | Abohar Branch Canal Based Small Hydro Project in Punjab, India | New Dam/'Run of the River' | India | - | Registered | TÜV-SÜD | Abohar Power Generation Private Limited | Small | 5.3 | - | 10 fixed | 23.307 | 2009-09-22 | 2008-08-05 | 2010-01-01 | Registered: 28/12/11 (22/03/12) | NC | AMS-I.D. ver. 14 | NO | NO | Grid-connected power from other sources | Asia Pacific | [18 empty] | - |  |  | Active
5878 | Luquan County Jiangbian Hydropower Project | New Dam | China | UK (Renaissance Carbon) | Registered | TÜV-Rheinland | Kunming Fengan Power Development Company Ltd + Renaissance Carbon Investment Ltd | Large | 42 | 176.5 | 7 renewable | 134.239 | 2009-09-19 | 2007-05-09 | 2010-01-01 | Registered: 22/03/12 (17/05/12) | NC | ACM0002 ver. 10 | NO | Yes | Grid-connected power from other sources | Asia Pacific | [18 empty] | UK |  |  | Active
NYA | Ibirama Small Hydropower Plant - a Brennand CDM Project activity | New Dam/'Run of the River' | Brazil | - | At validation | DNV | Ecopart Assessoria em Negócios Empresariais Ltda | Large | 21 | 72.41 | 7 renewable | 28.31 | 2009-09-17 | 2007-03-20 | 2011-02-01 | Open for comment: 17/09/09 - 16/10/09 |  | ACM0002 ver. 10 | Yes | Yes | Grid-connected power from other sources | Latin America | [18 empty] | - |  |  | Active
NYA | Chao Phraya Hydropower Project | Existing Dam | Thailand | - | At validation | TÜV-NORD | Agrinergy Ltd | Small | 12 | - | 7 renewable | 30.986 | 2009-09-12 | 2008-03-12 | 2009-12-15 | Open for comment: 12/09/09 - 11/10/09 |  | AMS-I.D. ver. 14 | NO | NO | Grid-connected power from other sources | Asia Pacific | [18 empty] | - |  |  | Active
NYA | Khun Dan Prakarnchon Hydropower Project | Existing Dam | Thailand | - | At validation | TÜV-NORD | Agrinergy Ltd | Small | 10 | - | 7 renewable | 14.572 | 2009-09-12 | 2009-02-01 | 2010-11-01 | Open for comment: 12/09/09 - 11/10/09 |  | AMS-I.D. ver. 14 | NO | NO | Grid-connected power from other sources | Asia Pacific | [18 empty] | - |  |  | Active
3888 | Yunnan Province Yanjin County Hengjiang Yanzipo Hydropower Station | New Dam/'Run of the River' | China | Germany (Daewoo International GmbH) | Registered | China Quality Certification Center | Siento Energy Investment Consulting Co., Ltd + Baraka Global Advisors, Inc | Large | 64 | 43.54 | 7 renewable | 220.833 | 2009-09-12 | 2008-10-22 | 2011-06-01 | Registered: 13/12/10 | NC | ACM0002 ver. 10 | NO | Yes | Grid-connected power from other sources | Asia Pacific | [18 empty] | Germany |  |  | Active
NYA | Mae Klong Hydropower Project | Existing Dam | Thailand | - | At validation | TÜV-NORD | Agrinergy Ltd | Small | 12 | - | 7 renewable | 38.826 | 2009-09-12 | 2008-12-15 | 2010-09-01 | Open for comment: 12/09/09 - 11/10/09 |  | AMS-I.D. ver. 14 | NO | NO | Grid-connected power from other sources | Asia Pacific | [18 empty] | - |  |  | Active
NYA | Run of River Hydroelectric Project on Alaknanda River in Uttarakhand | New Dam/'Run of the River' | India | - | At validation | TÜV-NORD | GMR Badrinath Hydro Power Generation Pvt. Ltd | Large | 300 | 22145.12 | 10 fixed | 951.004 | 2009-09-12 | 2009-12-31 | 2014-12-01 | Open for comment: 12/09/09 - 11/10/09 |  | ACM0002 ver. 10 | NO | Yes | Grid-connected power from other sources | Asia Pacific | [18 empty] | - |  |  | Active
NYA | Khwae Noi Hydropower Project | Existing Dam | Thailand | - | At validation | TÜV-NORD | Agrinergy Ltd | Large | 30 | - | 7 renewable | 85.109 | 2009-09-12 | 2009-03-01 | 2011-01-01 | Open for comment: 12/09/09 - 11/10/09 |  | ACM0002 ver. 10 | NO | Yes | Grid-connected power from other sources | Asia Pacific | [18 empty] | - |  |  | Active
NYA | Pasak Jolasid Hydropower Project | Existing Dam | Thailand | - | At validation | TÜV-NORD | Agrinergy Ltd | Small | 6.7 | - | 7 renewable | 18.366 | 2009-09-12 | 2009-01-01 | 2010-10-01 | Open for comment: 12/09/09 - 11/10/09 |  | AMS-I.D. ver. 14 | NO | NO | Grid-connected power from other sources | Asia Pacific | [18 empty] | - |  |  | Active
4117 | Song Ong Hydropower Project | New Dam | Vietnam | - | Registered | TÜV-NORD | Energy and Environment Consultancy Joint Stock Company | Small | 8.1 | - | 7 renewable | 21.416 | 2009-09-11 | 2005-12-22 | 2010-01-01 | Registered: 04/02/11 | NC | AMS-I.D. ver. 14 | NO | NO | Grid-connected power from other sources | Asia Pacific | [18 empty] | - |  |  | Active
3900 | Yunnan Yanjin Hengjiang Wannianqiao Hydropower Station | New Dam/'Run of the River' | China | Germany (Daewoo International GmbH) | Registered | China Quality Certification Center | Siento Energy Investment Consulting Co., Ltd + Baraka Global Advisors, Inc | Large | 64 | 48.5 | 7 renewable | 219.139 | 2009-09-11 | 2007-11-26 | 2010-12-01 | Registered: 13/12/10 | NC | ACM0002 ver. 10 | NO | Yes | Grid-connected power from other sources | Asia Pacific | [18 empty] | Germany |  |  | Active
4447 | Commonal-Uddiawan Mini-Hydro Power Project | New Dam/'Run of the River' | Philippines | Japan (Marubeni Corporation) | Registered | SGS | Smith Bell Mini-Hydro Corporation + CaFiS, Inc. | Small | 1.8 | - | 10 fixed | 5.348 | 2009-09-05 | 2009-03-31 | 2010-06-01 | Registered: 09/02/11 | NC | AMS-I.D. ver. 14 | NO | NO | Grid-connected power from other sources | Asia Pacific | [18 empty] | Japan |  |  | Active
NYA | Pedregalito Hydroelectric Power Plant Project | New Dam/'Run of the River' | Panama | - | At validation | Spanish Association for Standardisation and Certification | NOVOTEC CONSULTORES S.A. | Large | 20 | - | 7 renewable | 46.486 | 2009-09-04 | 2008-12-01 | 2010-12-01 | Open for comment: 04/09/09 - 03/10/09 |  | ACM0002 ver. 10 | NO | NO | Diesel Power Generation | Latin America | [18 empty] | - |  |  | Active
NYA | Mendre Hydroelectric Power Plant Project | New Dam/'Run of the River' | Panama | - | At validation | Spanish Association for Standardisation and Certification | NOVOTEC CONSULTORES S.A. | Large | 19.75 | - | 7 renewable | 50.273 | 2009-09-04 | 2007-08-15 | 2009-11-01 | Open for comment: 04/09/09 - 03/10/09 |  | ACM0002 ver. 10 | NO | NO | Diesel Power Generation | Latin America | [18 empty] | - |  |  | Active
NYA | Ceran´s Castro Alves Hydro Power Plant CDM Project Activity | New Dam/'Run of the River' | Brazil | - | At validation | DNV | Paulo Eduardo de Almeida Godoy/ CERAN + Sergio Augusto Weigert Ennes / Lumina Engenharia e Consultoria Ltda + Gustavo Furini / C-Trade Comercializadora de Carbono | Large | 130 | 26 | 7 renewable | 174.464 | 2009-09-02 | 2004-04-01 | 2010-01-01 | Open for comment: 02/09/09 - 01/10/09 |  | ACM0002 ver. 10 | Yes | Yes | Grid-connected power from other sources | Latin America | [18 empty] | - |  |  | Active
3966 | Small Hydro Power Project at Jirah | New Dam/'Run of the River' | India | - | Registered | DNV | Kapil Mohan & Associates Hydro Power Private Limited | Small | 4 | - | 10 fixed | 16.375 | 2009-09-01 | 2009-05-06 | 2010-06-01 | Registered: 23/12/10 | NC | AMS-I.D. ver. 14 | NO | NO | Grid-connected power from other sources | Asia Pacific | [18 empty] | - |  |  | Active
4547 | Ambuklao Hydro Electric Power Plant (AHEPP) rehabilitation project | Existing Dam | Philippines | - | Registered | SGS | Perspectives GmbH + CaFiS Inc. | Large | 30 | - | 7 renewable | 155.749 | 2009-08-29 | 2008-11-28 | 2010-07-01 | Registered: 18/03/11 (13/06/11) | NC | ACM0002 ver. 10 | NO | Yes | Grid-connected power from other sources | Asia Pacific | [18 empty] | - |  |  | Active
3547 | Yunnan Luquan Hayi River 4th and 5th Level Hydropower Stations | New Dam/'Run of the River' | China | UK (Green Hercules Trading Limited) | Registered | China Environmental United Certification Center Co., Ltd. | Beijing Tianqing Power International CDM Consulting, Co., Ltd | Large | 30 | 362.32 | 7 renewable | 102.167 | 2009-08-27 | 2008-07-01 | 2010-03-01 | Registered: 04/01/11 | NC | ACM0002 ver. 10 | NO | YES | Grid-connected power from other sources | Asia Pacific | [18 empty] | UK |  |  | Active
3741 | Sichuan Dechang Xinma Hydropower Project | New Dam/'Run of the River' | China | Switzerland (Vitol SA) | Registered | TÜV-Rheinland | Caspervandertak Consulting | Large | 120 | - | 7 renewable | 463.923 | 2009-08-27 | 2007-01-16 | 2011-06-01 | Registered: 11/11/10 | NC | ACM0002 ver. 10 | NO | YES | Grid-connected power from other sources | Asia Pacific | [18 empty] | Switzerland |  |  | Active
3882 | 70MW Yunnan Dayingjiang 2nd Tier Hydropower Project | New Dam/'Run of the River' | China | Japan (Eco Asset Inc) | Registered | JACO | Shanghai Jingyi Investment Management Co.,Ltd | Large | 70 | 3684 | 7 renewable | 236.966 | 2009-08-21 | 2004-12-01 | 2010-01-01 | Registered: 11/01/11 | NC | ACM0002 ver. 10 | NO | YES | Grid-connected power from other sources | Asia Pacific | 132.778 | 2012-05-16 | 132.778 | [14 empty] | Deloitte | Japan |  |  | Active
NYA | Sichuan Niangyong Hydropower Project | New Dam | China | - | At validation | DNV | CDM Office of CWEME | Large | 93 | 699 | 7 renewable | 301.568 | 2009-08-21 | 2008-06-01 | 2011-01-01 | Open for comment: 21/08/09 - 19/09/09 |  | ACM0002 ver. 10 | NO | YES | Grid-connected power from other sources | Asia Pacific | [18 empty] | - |  |  | Active
4118 | Asahan 1 Hydroelectric Power Plant 2 x 90 MW | New Dam/'Run of the River' | Indonesia | UK (EcoSecurities International Ltd.) | Registered | TÜV-NORD | EcoSecurities International Ltd | Large | 180 | - | 7 renewable | 873.025 | 2009-08-20 | 2006-07-24 | 2010-02-18 | Registered: 01/03/11 (21/06/11) | NC | ACM0002 ver. 10 | NO | YES | Grid-connected power from other sources | Asia Pacific | [18 empty] | UK |  |  | Active
3583 | Hunan Taoliao Small Hydropower Project | New Dam/'Run of the River' | China | UK (Standard Bank Plc) | Registered | Japan Consulting Institute | Hunan CDM Project Service Center | Small | 10.49 | - | 7 renewable | 35.862 | 2009-08-19 | 2007-03-15 | 2010-01-01 | Registered: 11/09/10 | NC | AMS-I.D. ver. 14 | NO | NO | Grid-connected power from other sources | Asia Pacific | [18 empty] | UK |  |  | Active
NYA | Santa Rita Hydropower Plant | New Dam/'Run of the River' | Peru | UK (Trading Emissions PLC) | At validation | Spanish Association for Standardisation and Certification | Endesa Carbono | Large | 255 | - | 10 fixed | 914.301 | 2009-08-19 | 2010-01-13 | 2013-12-23 | Open for comment: 19/08/09 - 17/09/09 |  | ACM0002 ver. 10 | NO | YES | Grid-connected power from other sources | Latin America | [18 empty] | UK |  |  | Active
NYA | Ishasha 6.6 MW Small Hydropower project | New Dam/'Run of the River' | Uganda | Netherlands (C-Quest Capital LLC) | At validation | Spanish Association for Standardisation and Certification | - | Small | 6.6 | - | 10 fixed | 20.759 | 2009-08-15 | 2009-04-01 | 2010-04-01 | Open for comment: 15/08/09 - 13/09/09 |  | AMS-I.D. ver. 14 | NO | NO | Diesel Power Generation | Africa & Middle East | [18 empty] | Netherlands |  |  | Active
3778 | Sichuan Pingwu County Sancha Hydropower Station Project | New Dam/'Run of the River' | China | Switzerland (Vitol SA) | Registered | TÜV-Rheinland | Caspervandertak Consulting & Gansu Tonghe Investment Project Consulting Co. Ltd | Large | 42 | 420 | 7 renewable | 152.498 | 2009-08-15 | 2008-06-30 | 2011-02-01 | Registered: 15/11/10 | NC | ACM0002 ver. 10 | NO | YES | Grid-connected power from other sources | Asia Pacific | [18 empty] | Switzerland |  |  | Active
3250 | Hubei Province Zigui County Guanyintang Hydropower Station | New Dam/'Run of the River' | China | UK (Green Hercules Trading Limited) | Registered | China Quality Certification Center | Beijing Tianqing Power International CDM Consulting, Co., Ltd | Large | 18 | 15 | 7 renewable | 44.889 | 2009-08-14 | 2007-06-10 | 2010-01-01 | Registered: 25/09/10 | NC | ACM0002 ver. 10 | NO | NO | Grid-connected power from other sources | Asia Pacific | 32.906 | 2012-05-03 | 32.906 | [14 empty] | CEPREI | UK |  |  | Active
NYA | Barra do Rio Chapéu Small Hydro Power Plant | New Dam/'Run of the River' | Brazil | - | At validation | Bureau Veritas Certification Holding SAS | CantorCO2e Brasil | Large | 15.15 | 500 | 7 renewable | 13.715 | 2009-08-14 | 2007-08-24 | 2010-01-01 | Open for comment: 14/08/09 - 12/09/09 |  | ACM0002 ver. 10 | NO | NO | Grid-connected power from other sources | Latin America | [18 empty] | - |  |  | Active
1863 | Fujian Fuan Matoushan Hydropower Project | New Dam | China | UK (EDF Trading Ltd) | Registered | Bureau Veritas Certification Holding SAS | CDM Office of CWEME | Small | 11.25 | - | 7 renewable | 31.517 | 2009-08-14 | 2006-08-20 | 2008-09-01 | Registered: 28/02/09 |  | AMS-I.D. ver. 13 | NO | NO | Grid-connected power from other sources | Asia Pacific | 36.135 | 2011-04-21 | 36.135 | [14 empty] | BV Cert | UK |  |  | Active
NYA | Monjolinho Energética S.A.’s CDM Project | New Dam/'Run of the River' | Brazil | - | At validation | Bureau Veritas Certification Holding SAS | Enerbio Consultoria Ltda | Large | 74 | - | 7 renewable | 114.484 | 2009-08-14 | 2007-07-17 | 2010-01-01 | Open for comment: 14/0809 - 12/09/09 | NC | ACM0002 ver. 7 | NO | YES | Grid-connected power from other sources | Latin America | [18 empty] | - |  |  | Active
4965 | Xiangcheng Mayi River 1st level Dieshui Hydropower Project | New Dam/'Run of the River' | China | UK (Shell Trading) | Registered | TÜV-Rheinland | Sichuan Prade Energy Technology Co., Ltd | Small | 12 | - | 7 renewable | 54.662 | 2009-08-13 | 2007-03-26 | 2010-01-01 | Registered: 25/07/11 (17/10/11) | NC | AMS-I.D. ver. 14 | NO | NO | Grid-connected power from other sources | Asia Pacific | [18 empty] | UK |  |  | Active
3909 | Dengxinqiao 5MW Hydropower Project in Shaanxi Province | New Dam | China | UK (Shell Trading) | Registered | Lloyd’s | Cleanergy Investment Service (Beijing) Co., Ltd | Small | 5 | - | 7 renewable | 13.735 | 2009-08-12 | 2007-06-20 | 2010-01-01 | Registered: 16/12/10 | NC | AMS-I.D. ver. 14 | NO | NO | Grid-connected power from other sources | Asia Pacific | [18 empty] | UK |  |  | Active
3537 | Ninger Mengxian River Second Cascade Hydro Power Station Project | New Dam/'Run of the River' | China | Switzerland (Bunge Emissions Holdings Sarl) | Registered | China Quality Certification Center | Season Long Environmental Protection Technology Ltd | Large | 16 | 306 | 7 renewable | 56.491 | 2009-08-11 | 2008-08-04 | 2010-07-01 | Registered: 02/09/10 | NC | ACM0002 ver. 10 | NO | NO | Grid-connected power from other sources | Asia Pacific | [18 empty] | Switzerland |  |  | Active
5175 | Awa and Binwa Small Hydro Power Projects in Kangra District of Himachal Pradesh, India | New Dam/'Run of the River' | India | - | Registered | Bureau Veritas Certification Holding SAS | Subhash Projects and Marketing Limited | Small | 9 | - | 10 fixed | 31.503 | 2009-08-08 | 2006-12-18 | 2010-04-01 | Registered: 29/12/11 (20/03/12) | A, O | AMS-I.D. ver. 14 | NO | NO | Grid-connected power from other sources | Asia Pacific | [18 empty] | - |  |  | Active
5099 | Luni, Iqu and Neogal Small Hydro Power Projects in Kangra District of Himachal Pradesh, India | New Dam/'Run of the River' | India | - | Review requested | Bureau Veritas Certification Holding SAS | Subhash Projects and Marketing Limited | Small | 13.5 | - | 10 fixed | 47.514 | 2009-08-08 | 2006-12-14 | 2010-04-01 | Review period: 17/02/12 - 15/03/12 | A, O | AMS-I.D. ver. 14 | NO | NO | Grid-connected power from other sources | Asia Pacific | [18 empty] | - |  |  | Active
4021 | 10 MW Tangka/Manipi Hydro Electric Power Plant + | New Dam/'Run of the River' | Indonesia | - | Registered | TÜV-NORD | PT Sulawesi Mini Hydro Power | Small | 10 | 16000 | 7 renewable | 27.498 | 2009-08-07 | 2014-01-02 | 2014-01-02 | Registered: 26/01/11 | NC | AMS.ID ver. 13 | NO | NO | Grid-connected power from other sources | Asia Pacific | [18 empty] | - |  |  | Active
NYA | Gantuna Udagama, Ethamala Ella and Sheen Small Scale hydropower CDM project in Sri Lanka | New Dam/'Run of the River' | Sri Lanka | - | At validation | TÜV-NORD | Dr. B.M.S. Batagoda | Small | 3.76 | - | 7 renewable | 9.564 | 2009-08-06 | 2008-01-23 | 2009-10-01 | Open for comment: 06/08/09 - 04/09/09 |  | AMS-I.D. ver. 14 | NO | NO | Grid-connected power from other sources | Asia Pacific | [18 empty] | - |  |  | Active
3668 | Yunnan Gaohe River 3rd level Hydropower Project | New Dam/'Run of the River' | China | Japan (Mitsubishi) | Registered | Japan Consulting Institute | Accord Global Environment Technology (Beijing) Co., Ltd. | Small | 14 | - | 7 renewable | 48.696 | 2009-08-05 | 2008-05-27 | 2010-08-01 | Registered: 03/10/10 | NC | AMS-I.D. ver. 14 | NO | NO | Grid-connected power from other sources | Asia Pacific | [18 empty] | Japan |  |  | Active
NYA | Yunnan Nanen River and Banguo River Hydroelectric Bundled Project | New Dam/'Run of the River' | China | UK (EcoSecurities International Ltd.) | At validation | Korean Foundation for Quality | EcoSecurities Group PLC | Small | 13.6 | - | 7 renewable | 47.803 | 2009-08-05 | 2007-07-26 | 2009-10-01 | Open for comment: 05/08/09 - 03/09/09 |  | AMS-I.D. ver. 14 | NO | NO | Grid-connected power from other sources | Asia Pacific | [18 empty] | UK |  |  | Active
NYA | Napo County Baisheng secondary hydropower project of Guangxi Zhuang Autonomous Region | New Dam/'Run of the River' | China | Netherlands (ING Bank) | At validation | TÜV-Rheinland | Beijing Jingu Huafeng Energy Investment Co., Ltd. | Small | 3.75 | - | 7 renewable | 12.026 | 2009-07-29 | 2008-11-01 | 2010-06-01 | Open for comment: 29/07/09 - 27/08/09 |  | AMS-I.D. ver. 13 | NO | NO | Grid-connected power from other sources | Asia Pacific | [18 empty] | Netherlands |  |  | Active
4927 | Yunnan Yun County Nan River Hydropower Project | New Dam | China | Netherlands (ČEZ a.s.) | Registered | DNV | Enecore Carbon Limited | Large | 40 | 45.74 | 7 renewable | 109.251 | 2009-07-28 | 2007-04-25 | 2010-07-01 | Registered: 07/07/11 (21/09/11) | NC | ACM0002 ver. 10 | NO | YES | Grid-connected power from other sources | Asia Pacific | [18 empty] | Netherlands |  |  | Active
3599 | Bajo Tuluá Minor Hydroelectric Power Plant | New Dam/'Run of the River' | Colombia | Spain (UNIÓN FENOSA GENERACIÓN, S.A.) | Registered | Spanish Association for Standardisation and Certification | SOCOIN | Large | 20 | - | 7 renewable | 36.896 | 2009-07-25 | 2009-01-16 | 2011-11-29 | Registered: 09/03/11 (18/07/11) | NC | ACM0002 ver. 10 | NO | NO | Grid-connected power from other sources | Latin America | [18 empty] | Spain |  |  | Active
3570 | Alto Tuluá Minor Hydroelectric Power Plant | New Dam/'Run of the River' | Colombia | Spain (UNIÓN FENOSA GENERACIÓN, S.A.) | Registered | Spanish Association for Standardisation and Certification | SOCOIN | Large | 20 | - | 7 renewable | 35.953 | 2009-07-25 | 2009-01-15 | 2011-06-28 | Registered: 31/12/11 | NC | ACM0002 ver. 10 | NO | NO | Grid-connected power from other sources | Latin America | [18 empty] | Spain |  |  | Active
NYA | Cucuana Hydroelectric Power Plant | New Dam/'Run of the River' | Colombia | Spain (UNIÓN FENOSA GENERACIÓN, S.A.) | At validation | Spanish Association for Standardisation and Certification | SOCOIN | Large | 55 | - | 7 renewable | 79.197 | 2009-07-25 | 2010-01-01 | 2013-08-01 | Open for comment: 25/07/09 - 23/08/09 |  | ACM0002 ver. 10 | NO | YES | Grid-connected power from other sources | Latin America | [18 empty] | Spain |  |  | Active
3063 | Zilenghe 24MW Hydropower Project in Yunnan Province + | New Dam/'Run of the River' | China | Netherlands (CAMS) | Registered | TÜV-NORD | Cleanergy Investment Service (Beijing) Co., Ltd | Large | 24 | - | 7 renewable | 77.794 | 2009-07-25 | 2006-08-25 | 2010-01-01 | Registered: 24/06/10 | NC | ACM0002 ver. 10 | NO | YES | Grid-connected power from other sources | Asia Pacific | [18 empty] | Netherlands |  |  | Active
NYA | Yunyang CountyShashi 12.6MW Hydropower Project in Chongqing Municipality | New Dam | China | Netherlands (ING Bank) | At validation | TÜV-Rheinland | Shanghai Gaolu Investment Consulting Co., Ltd. | Small | 12.6 | 73.7 | 7 renewable | 49.897 | 2009-07-23 | 2007-09-18 | 2010-01-01 | Open for comment: 23/06/09 - 24/07/09 |  | AMS.ID ver. 13 | NO | NO | Grid-connected power from other sources | Asia Pacific | [18 empty] | Netherlands |  |  | Active
NYA | 2 x 5000 KW Hydro Electric Project on Konal dam” in Maharashtra, India | Existing Dam | India | - | At validation | RINA | M/s Mahalaxmi Vidhyut Pvt. Ltd | Small | 10 | - | 10 fixed | 35.85 | 2009-07-22 | 2008-03-08 | 2009-11-01 | Open for comment: 22/07/09 - 20/08/09 |  | AMS-I.D. ver. 13 | NO | NO | Grid-connected power from other sources | Asia Pacific | [18 empty] | - |  |  | Active
NYA | China Yunnan Funing Dongping Hydropower Project | New Dam/'Run of the River' | China | Austria (CCAN) | At validation | TÜV-Rheinland | Austria CCAN Consulting | Large | 16.5 | 36.26 | 10 fixed | 49.263 | 2009-07-22 | 2008-05-01 | 2010-06-01 | Open for comment: 22/07/09 - 20/08/09 |  | ACM0002 ver. 10 | NO | NO | Grid-connected power from other sources | Asia Pacific | [18 empty] | Austria |  |  | Active
NYA | Hubei Fang County Sanliping Hydropower Project | New Dam | China | Japan (Sumitomo) | At validation | TÜV-Rheinland | Shanghai Weitai Environment Co., Ltd. | Large | 70 | 10.38 | 7 renewable | 169.104 | 2009-07-22 | 2007-08-10 | 2010-11-01 | Open for comment: 22/07/09 - 20/08/09 |  | ACM0002 ver. 10 | NO | YES | Grid-connected power from other sources | Asia Pacific | [18 empty] | Japan |  |  | Active
NYA | Asupiniella Small Hydropower Project | New Dam/'Run of the River' | Sri Lanka | Netherlands (C-Quest Capital LLC) | At validation | DNV | International Resources Group | Small | 4 | - | 7 renewable | 12.123 | 2009-07-21 | 2004-12-28 | 2010-01-01 | Open for comment: 21/07/09 - 19/08/09 |  | AMS-I.D. ver. 13 | NO | NO | Grid-connected power from other sources | Asia Pacific | [18 empty] | Netherlands |  |  | Active
3556 | Jiaoziding Small Hydropower Project in Gulin County, Sichuan Province, China | New Dam | China | - | Registered | China Environmental United Certification Center Co., Ltd. | Beijing Haohua Rivers International Water Engineering Consulting Co., Ltd | Small | 6.4 | - | 7 renewable | 16.285 | 2009-07-18 | 2007-10-10 | 2009-10-01 | Registered: 01/10/10 | NC | AMS-I.D. ver. 13 | NO | NO | Grid-connected power from other sources | Asia Pacific | [18 empty] | - |  |  | Active
3524 | Caojie Hydropower Project on Jiangling River in Chongqing City | New Dam | China | Japan (Mitsubishi) | Registered | Deloitte | Gaoxin Technical Development Co., Ltd. | Large | 500 | 50.3 | 7 renewable | 1595.171 | 2009-07-17 | 2005-11-14 | 2010-02-01 | Registered: 22/09/10 | A, O | ACM0002 ver. 10 | NO | YES | Grid-connected power from other sources | Asia Pacific | 796.364 | 2011-07-07 | 120.944 | 2011-11-10 | 145.304 | 2012-02-08 | 293.136 | 2012-04-20 | 236.98 | [8 empty] | LRQA | Japan |  |  | Active
NYA | Jiangmen Small Hydropower Project in Rongshui County, Guangxi Zhuang Autonomous Prefecture, China | New Dam | China | Japan (Mitsubishi) | At validation | TÜV-Rheinland | Guangzhou City Kaijun Environmental Protection Engineering Co | Small | 11.4 | - | 7 renewable | 32.557 | 2009-07-15 | 2006-05-15 | 2010-04-01 | Open for comment: 15/07/09 - 13/08/09 |  | AMS.ID ver. 13 | NO | NO | Grid-connected power from other sources | Asia Pacific | [18 empty] | Japan |  |  | Active
3601 | Sichuan Jialingjiang River Fengyi Hydropower Project | New Dam | China | Japan (Sumitomo) | Registered | Japan Consulting Institute | Shanghai Yiqing Environmental Technology Co., Ltd. | Large | 84 | 13.11 | 7 renewable | 283.528 | 2009-07-15 | 2007-10-18 | 2010-03-01 | Registered: 19/10/10 | NC | ACM0002 ver. 10 | NO | YES | Grid-connected power from other sources | Asia Pacific | [18 empty] | Japan |  |  | Active
3597 | Sichuan Jialingjiang River Cangxi Hydropower Project | New Dam | China | Japan (Sumitomo) | Registered | Japan Consulting Institute | Shanghai Yiqing Environmental Technology Co., Ltd. | Large | 66 | 12.97 | 7 renewable | 198.481 | 2009-07-15 | 2008-05-30 | 2010-07-01 | Registered: 04/10/10 | NC | ACM0002 ver. 10 | NO | YES | Grid-connected power from other sources | Asia Pacific | [18 empty] | Japan |  |  | Active
NYA | Wutuhe 25MW First-level Hydropower Project in Guizhou Province | New Dam | China | Japan (Eco Asset Inc) | At validation | JACO | Guizhou Hengyuan Project Management and Consulting Co.Ltd | Large | 25 | 232.6 | 7 renewable | 85.902 | 2009-07-14 | 2005-06-13 | 2009-12-01 | Open for comment: 14/07/09 - 12/08/09 |  | ACM0002 ver. 10 | NO | YES | Grid-connected power from other sources | Asia Pacific | [18 empty] | Japan |  |  | Active
NYA | Yunnan Dandahe Hydro-electricity Project | New Dam | China | - | At validation | DNV | CWEME | Large | 100 | 86.3 | 7 renewable | 336.752 | 2009-07-14 | 2009-08-01 | 2013-04-01 | Open for comment: 14/07/09 - 12/08/09 |  | ACM0002 ver. 10 | NO | YES | Grid-connected power from other sources | Asia Pacific | [18 empty] | - |  |  | Active
4500 | Nongguan 2MW Hydro Power Project in Guizhou Province, China | New Dam | China | Japan (Global Environmental Development Incorporation) | Registered | JACO | Guizhou Hengyuan Project Management and Consulting Co.Ltd | Small | 2 | - | 7 renewable | 7.25 | 2009-07-14 | 2005-11-13 | 2009-12-01 | Registered: 28/02/11 | NC | AMS.ID ver. 13 | NO | NO | Grid-connected power from other sources | Asia Pacific | [18 empty] | Japan |  |  | Active
3878 | Changzhai 15MW Hydro Power Project in Guizhou Province | New Dam | China | Japan (Eco Asset Inc) | Rejected | JACO | Guizhou Hengyuan Project Management and Consulting Co.Ltd | Small | 15 | 89.3 | 7 renewable | 50.534 | 2009-07-14 | 2005-02-12 | 2009-12-01 | Rejected: 14/04/11 | NC | AMS.ID ver. 13 | NO | NO | Grid-connected power from other sources | Asia Pacific | [18 empty] | Japan |  |  | Inactive
NYA | Liuzhi 3.2 MW Hydro Power Project in Guizhou Province, China | New Dam | China | Japan (Global Environmental Development Incorporation) | At validation | JACO | Guizhou Hengyuan Project Management and Consulting Co.Ltd | Small | 3.2 | - | 7 renewable | 10.542 | 2009-07-14 | 2009-12-01 | 2011-01-01 | Open for comment: 14/07/09 - 12/08/09 |  | AMS.ID ver. 13 | NO | NO | Grid-connected power from other sources | Asia Pacific | [18 empty] | Japan |  |  | Active
3672 | Xiaopengzu 44MW Hydropower Project, Luquan County, Yunnan province | New Dam | China | Japan (Electric Power Development Co. Ltd) | Registered | Japan Consulting Institute | Beijing Haohua Rivers International Water Engineering Consulting Co., Ltd | Large | 44 | 58.55 | 7 renewable | 125.056 | 2009-07-10 | 2007-04-17 | 2010-01-01 | Registered: 02/10/10 | NC | ACM0002 ver. 10 | NO | YES | Grid-connected power from other sources | Asia Pacific | 42.739 | 2011-12-30 | 42.739 | [14 empty] | JACO | Japan |  |  | Active
NYA | Xeset 2 Hydropower Project | New Dam | Laos | Switzerland (Vitol SA) | At validation | Bureau Veritas Certification Holding SAS | Earth Systems Laos | Large | 76 | 47.5 | 7 renewable | 193.054 | 2009-07-10 | 2005-11-13 | 2010-01-01 | Open for comment: 10/07/09 - 08/08/09 | A, O | ACM0002 ver. 10 | NO | YES | Grid-connected power from other sources | Asia Pacific | [18 empty] | Switzerland |  |  | Active
3269 | Guangxi Longsheng Lejiang Hydropower Project | New Dam/'Run of the River' | China | Sweden (CAMS) | Registered | Lloyd’s | Changsha University of Science & Technology | Small | 4.8 | - | 7 renewable | 16.228 | 2009-07-10 | 2007-09-18 | 2010-01-01 | Registered: 26/11/10 | NC | AMS.ID ver. 13 | NO | NO | Grid-connected power from other sources | Asia Pacific | [18 empty] | Sweden |  |  | Active
3546 | Nanlao Small Hydropower Project in Leishan County, Guizhou Province | New Dam | China | - | Registered | China Environmental United Certification Center Co., Ltd. | Beijing Haohua Rivers International Water Engineering Consulting Co., Ltd | Small | 4.8 | - | 7 renewable | 14.907 | 2009-07-09 | 2005-10-10 | 2010-01-01 | Registered: 24/09/10 | NC | AMS.ID ver. 13 | NO | NO | Grid-connected power from other sources | Asia Pacific | [18 empty] | - |  |  | Active
3531 | Adavikanda, Kuruwita Division Mini Hydro Power Project | New Dam/'Run of the River' | Sri Lanka | Japan (Mitsubishi) | Registered | TÜV-NORD | Clean Energy Finance Committee Mitsubishi UFJ Securities Co. | Small | 6.5 | - | 7 renewable | 13.484 | 2009-07-03 | 2008-01-21 | 2009-10-01 | Registered: 24/08/10 | NC | AMS.ID ver. 13 | NO | NO | Grid-connected power from other sources | Asia Pacific | [18 empty] | Japan |  |  | Active
NYA | Guanaquitas 9.74 MW hydroelectric project | New Dam/'Run of the River' | Colombia | - | At validation | Colombian Institute for Technical Standards and Certification | Environmental Business and Technologies Ltda | Small | 9.74 | - | 7 renewable | 20.149 | 2009-07-03 | 2008-04-04 | 2010-09-01 | Open for comment: 03/07/09 - 01/08/09 |  | AMS.ID ver. 13 | NO | NO | Grid-connected power from other sources | Latin America | [18 empty] | - |  |  | Active
3347 | Caruquia 9.76 MW hydroelectric project | New Dam/'Run of the River' | Colombia | - | Registered | Colombian Institute for Technical Standards and Certification | Environmental Business and Technologies Ltda | Small | 9.76 | - | 7 renewable | 20.127 | 2009-07-03 | 2008-04-04 | 2010-04-01 | Registered: 17/01/11 | NC | AMS.ID ver. 13 | NO | NO | Grid-connected power from other sources | Latin America | [18 empty] | - |  |  | Active
3450 | Yunnan Dali Wanhuaxi Small Hydro Power Plant | New Dam | China | Netherlands (OneCarbon) | Registered | Lloyd’s | Azure International | Small | 4 | - | 7 renewable | 14.452 | 2009-07-02 | 2008-02-01 | 2009-10-01 | Registered: 09/07/10 | NC | AMS.ID ver. 13 | NO | NO | Grid-connected power from other sources | Asia Pacific | [18 empty] | Netherlands |  |  | Active
NYA | Dadang-Damocho Hydro Power Project (2 plants) | New Dam | Vietnam | Japan (Kansai Electric Power) | At validation | TÜV-NORD | Asia Carbon Pte Ltd | Large | 23 | 53.61 | 10 fixed | 65.956 | 2009-07-02 | 2009-09-01 | 2011-09-01 | Open for comment: 02/07/09 - 31/07/09 |  | ACM0002 ver. 10 | NO | YES | Grid-connected power from other sources | Asia Pacific | [18 empty] | Japan |  |  | Active
3457 | Chieng Cong Hydropower Project | New Dam | Vietnam | Japan (Kansai Electric Power) | Registered | TÜV-NORD | Energy and Environment Consultancy Joint Stock Company | Small | 11.4 | - | 7 renewable | 22.163 | 2009-07-01 | 2008-09-10 | 2010-01-01 | Registered: 20/08/10 | NC | AMS.ID ver. 13 | NO | NO | Grid-connected power from other sources | Asia Pacific | 3.916 | 2012-05-03 | 3.916 | [14 empty] | Deloitte | Japan |  |  | Active
3801 | 9 MW Beas Kund Hydel Power Project | New Dam/'Run of the River' | India | - | Registered | SGS | Gensol Consultants Pvt. Ltd., | Small | 9 | - | 10 fixed | 35.52 | 2009-06-30 | 2008-04-29 | 2010-04-01 | Registered: 08/01/11 | NC | AMS.ID ver. 13 | NO | NO | Grid-connected power from other sources | Asia Pacific | [18 empty] | - |  |  | Active
4577 | Ngoi Xan Hydropower Project | New Dam | Vietnam | - | Registered | SGS | Energy and Environment Consultancy Joint Stock Company | Large | 18.6 | 1112.7 | 7 renewable | 40.555 | 2009-06-30 | Ngoi Xan 1: 27/02/06. Ngoi Xan 2: 13/03/07 | 2010-06-01 | Registered: 16/06/11 (09/09/11) | NC | ACM0002 ver. 10 | NO | NO | Grid-connected power from other sources | Asia Pacific | [18 empty] | - |  |  | Active
3237 | Barro Blanco Hydroelectric Power Plant Project | New Dam | Panama | - | Registered | Spanish Association for Standardisation and Certification | NOVOTEC CONSULTORES S.A. | Large | 28.84 | 11.14 | 7 renewable | 66.681 | 2009-06-27 | 2010-01-01 | 2013-01-01 | Registered: 26/01/11 | NC | ACM0002 ver. 10 | NO | YES | Grid-connected power from other sources | Latin America | [18 empty] | - |  |  | Active
3651 | Sichuan Longdong 30MW Hydropower Project of China | New Dam | China | Japan (Mitsubishi) | Registered | Japan Consulting Institute | Accord Global Environment Technology (Beijing) Co., Ltd. | Large | 30 | 5146 | 7 renewable | 110.281 | 2009-06-27 | 2008-10-30 | 2010-09-01 | Registered: 11/10/10 | NC | ACM0002 ver. 10 | NO | YES | Grid-connected power from other sources | Asia Pacific | [18 empty] | Japan |  |  | Active
NYA | CDM Project SHP Cachoeirão, Minas Gerais, Brazil | New Dam/'Run of the River' | Brazil | - | Validation terminated | Bureau Veritas Certification Holding SAS | CARBOTRADER Ltda. | Large | 27 | 26.4 | 7 renewable | 26.4 | 2009-06-19 | 2007-03-09 | 2010-01-01 | Open for comment: 19/06/09 - 18/07/09 |  | ACM0002 ver. 10 | NO | Yes | Grid-connected power from other sources | Latin America | [18 empty] | - |  |  | Inactive
NYA | 3 MW Yettinahole Mini Hydel Scheme | New Dam/'Run of the River' | India | - | At validation | TÜV-NORD | M/s Mysore Mercantile Co Ltd, Bangalore | Small | 3 | - | 7 renewable | 9.653 | 2009-06-19 | 2008-07-25 | 2010-01-01 | Open for comment: 19/06/09 - 18/07/09 |  | AMS.ID ver. 13 | NO | NO | Grid-connected power from other sources | Asia Pacific | [18 empty] | - |  |  | Active
3265 | Yennehole - 1 Mini Hydel Scheme | New Dam/'Run of the River' | India | UK (Agrinergy) | Registered | DNV | Agrinergy Ltd | Small | 15 | - | 7 renewable | 38.488 | 2009-06-18 | 2009-06-20 | 2009-06-01 | Registered: 05/07/10 | NC | AMS.ID ver. 13 | NO | NO | Grid-connected power from other sources | Asia Pacific | [18 empty] | UK |  |  | Active
4044 | Baimianxia Hydropower Project in Shaanxi | New Dam/'Run of the River' | China | Spain (Zero Emissions Technologies, S.A.) | Registered | TÜV-SÜD | Zero Emissions Technologies, S.A. | Small | 4.8 | - | 10 fixed | 17.989 | 2009-06-16 | 2007-11-07 | 2009-09-01 | Registered: 22/12/10 | NC | AMS.ID ver. 13 | NO | NO | Grid-connected power from other sources | Asia Pacific | [18 empty] | Spain |  |  | Active
NYA | Sichuan Mabian Shichuang Rongding Hydropower Project | New Dam | China | Netherlands (ČEZ a.s.) | At validation | DNV | Enecore Carbon Limited | Large | 24 | 36.4 | 7 renewable | 87.142 | 2009-06-16 | 2007-11-06 | 2010-01-01 | Open for comment: 16/06/09 - 15/07/09 |  | ACM0002 ver. 10 | NO | YES | Grid-connected power from other sources | Asia Pacific | [18 empty] | Netherlands |  |  | Active
3574 | Hejiang County Yuanxing Hydro Project + | New Dam | China | Sweden (Ecosecurities) | Registered | DNV | EcoSecurities | Small | 15 | - | 7 renewable | 46.809 | 2009-06-16 | 2006-01-16 | 2010-06-01 | Registered: 04/09/10 | NC | AMS.ID ver. 13 | NO | NO | Grid-connected power from other sources | Asia Pacific | [18 empty] | Sweden |  |  | Active
3580 | Silau-2 small hydro power plant in North Sumatera Province, Indonesia | New Dam | Indonesia | UK (EDF Trading Ltd) | Registered | Bureau Veritas Certification Holding SAS | Badan Pengkajian dan Penerapan Teknologi | Small | 8 | 25.641 | 7 renewable | 33.374 | 2009-06-13 | 2008-06-24 | 2009-11-01 | Registered: 07/10/11 | NC | AMS.ID ver. 13 | NO | NO | Grid-connected power from other sources | Asia Pacific | [18 empty] | UK |  |  | Active
3623 | Shuangpai County Yongjiang Cascade Hydropower (14.15MW) Project, Hunan | New Dam | China | Netherlands (CCAN Consulting GmbH) | Registered | China Environmental United Certification Center Co., Ltd. | Austria CCAN Consulting | Small | 14.15 | - | 10 fixed | 42.55 | 2009-06-12 | 2007-11-01 | 2010-01-01 | Registered: 14/12/10 | NC | AMS.ID ver. 13 | NO | NO | Grid-connected power from other sources | Asia Pacific | [18 empty] | Austria |  |  | Active
5043 | Shaanxi Baoji Yanjiahe Hydropower Project | New Dam | China | UK (Natsource Europe, Ltd) | Registered | DNV | Shanghai Chuanji Investment Management Co.,Ltd | Small | 7.5 | - | 7 renewable | 30.031 | 2009-06-11 | 2007-11-05 | 2010-01-01 | Registered: 27/07/11 (17/10/11) | NC | AMS.ID ver. 13 | NO | NO | Grid-connected power from other sources | Asia Pacific | [18 empty] | UK |  |  | Active
NYA | Zhejiang Tangcun 32MW Hydropower Project | New Dam/'Run of the River' | China | Sweden (ADB/Asia Pacific Carbon Fund) | At validation | TÜV-Rheinland | ADB | Large | 32 | - | 7 renewable | 29.112 | 2009-06-11 | 2009-03-18 | 2011-05-01 | Open for comment: 11/06/09 - 10/07/09 |  | ACM0002 ver. 9 | NO | YES | Grid-connected power from other sources | Asia Pacific | [18 empty] | Sweden |  |  | Active
4000 | Xinjiang Hetian Bobona Hydropower Project | New Dam | China | Sweden (CAMS) | Registered | DNV | Ningxia CDM Service Centre | Large | 150 | 375 | 7 renewable | 490.72 | 2009-06-11 | 2007-11-30 | 2010-10-01 | Registered: 01/01/11 | NC | ACM0002 ver. 9 | NO | YES | Grid-connected power from other sources | Asia Pacific | [18 empty] | Sweden |  |  | Active
NYA | Myntdu Leshka Hydro Electric Project in Meghalaya | New Dam | India | - | At validation | TÜV-NORD | Asia Carbon Emission Management India Private Ltd. | Large | 84 | 118.31 | 10 fixed | 298.368 | 2009-06-05 | 2007-10-11 | 2010-01-01 | Open for comment: 05/06/09 - 04/07/09 |  | ACM0002 ver. 9 | NO | YES | Grid-connected power from other sources | Asia Pacific | [18 empty] | - |  |  | Active
4133 | Yunnan Tianhuaban Hydropower Project | New Dam | China | UK (Trading Emissions PLC) | Registered | ERM Certification and Verification Services Ltd. | Coway International TechTrans Co., Ltd. | Large | 180 | 82.15 | 7 renewable | 647.127 | 2009-06-04 | 2007-10-01 | 2010-07-01 | Registered: 03/03/11 (18/07/11) | NC | ACM0002 ver. 9 | NO | YES | Grid-connected power from other sources | Asia Pacific | 179.684 | 2012-01-30 | 179.684 | [14 empty] | DNV | UK |  |  | Active
3352 | Hubei Lichuan Yunkou 30MW Hydropower Project | New Dam | China | Sweden (CAMS) | Registered | Bureau Veritas Certification Holding SAS | Beijing Topview Consulting & Trading Ltd | Large | 30 | 176 | 7 renewable | 89.562 | 2009-06-04 | 2007-04-05 | 2009-10-01 | Registered: 22/07/10 | NC | ACM0002 ver. 9 | NO | YES | Grid-connected power from other sources | Asia Pacific | 29.301 | 2011-12-27 | 29.301 | [14 empty] | DNV | Sweden |  |  | Active
4189 | Yunnan Huize Niulanjiang River Xiaoyantou 130MW Hydropower | New Dam | China | UK (Trading Emissions PLC) | Registered | ERM Certification and Verification Services Ltd. | Coway International TechTrans Co., Ltd. | Large | 130 | 415 | 7 renewable | 3360.217 | 2009-06-04 | 2008-05-20 | 2011-01-01 | Registered: 25/03/11 | NC | ACM0002 ver. 9 | NO | YES | Grid-connected power from other sources | Asia Pacific | [18 empty] | UK |  |  | Active
NYA | Buon Kuop Hydropower Project | New Dam | Vietnam | UK (JP Morgan) | At validation | ERM Certification and Verification Services Ltd. | Energy and Environment Consultancy Joint Stock Company | Large | 280 | 50.3 | 7 renewable | 773.269 | 2009-06-01 | 2008-09-12 | 2009-06-01 | Open for comment: 01/06/09 - 30/06/09 |  | ACM0002 ver. 9 | NO | YES | Grid-connected power from other sources | Asia Pacific | [18 empty] | UK |  |  | Active
4039 | 3 MW renewable energy project by Gunsola Hydro Power Generation Pvt. Ltd. | New Dam/'Run of the River' | India | - | Registered | DNV | Gunsola Hydropower Generation Pvt. Ltd. | Small | 3 | - | 10 fixed | 11.65 | 2009-05-28 | 2006-12-16 | 2009-10-01 | Registered: 15/01/11 | NC | AMS.ID ver. 13 | NO | NO | Grid-connected power from other sources | Asia Pacific | [18 empty] | - |  |  | Active
3121 | Yunlong 8MW Hydropower Project | New Dam | China | Switzerland (Vitol SA) | Registered | Environment Management Corp. | Hangzhou Carbon Trade Environment Engineering Co. | Small | 8 | - | 7 renewable | 35.232 | 2009-05-28 | 2008-06-26 | 2010-01-01 | Registered: 03/06/10 | NC | AMS.ID ver. 13 | NO | NO | Grid-connected power from other sources | Asia Pacific | 31.018 | 2012-02-10 | 31.018 | [14 empty] | Korea Environment Corporation | Switzerland |  |  | Active
4908 | Guangxi Longsheng Furong River 25MW Hydropower Project | New Dam | China | UK (Trading Emissions PLC) | Registered | TÜV-Rheinland | EEA Clean Energy China Ltd | Large | 25 | 4 | 7 renewable | 85.986 | 2009-05-27 | 2007-06-11 | 2010-07-01 | Registered: 20/06/11 (12/09/11) | NC | ACM0002 ver. 9 | NO | YES | Grid-connected power from other sources | Asia Pacific | [18 empty] | UK |  |  | Active
3590 | Zhenkang Quanqiaohe Hydropower Project in Yunnan Province | New Dam | China | Sweden (CAMS) | Registered | ERM Certification and Verification Services Ltd. | Changsha University of Science & Technology | Large | 16 | 262.4 | 7 renewable | 53.756 | 2009-05-27 | 2008-03-24 | 2010-01-01 | Registered: 11/09/10 | NC | ACM0002 ver. 9 | NO | NO | Grid-connected power from other sources | Asia Pacific | [18 empty] | Sweden |  |  | Active
3320 | Jiangxi Anfu Guanshan Small Bundling Hydropower Project | New Dam/'Run of the River' | China | UK (Trading Emissions PLC) | Registered | TÜV-SÜD | Hangzhou Carbon Trade Environment Engineering Co. | Small | 6.89 | - | 7 renewable | 19.918 | 2009-05-27 | 2006-11-29 | 2010-01-01 | Registered: 12/11/10 | NC | AMS.ID ver. 13 | NO | NO | Grid-connected power from other sources | Asia Pacific | [18 empty] | UK |  |  | Active
NYA | Huili Dacaoba Hydropower Project | Existing Dam | China | Germany (Ecolutions Trading GmbH) | At validation | TÜV-Rheinland | Additional Consulting and Engineering | Large | 16 | - | 7 renewable | 39.057 | 2009-05-26 | 2008-06-20 | 2010-01-01 | Open for comment: 26/05/09 - 24/06/09 |  | AMS.ID ver. 13 | NO | NO | Grid-connected power from other sources | Asia Pacific | [18 empty] | Germany |  |  | Active
3588 | Ruwu small hydropower project in Gansu Province | New Dam | China | UK (Climate Corporation Emissions Trading) | Registered | DNV | Gansu Huike Center for Transferring on Resource and Environmental Technology | Small | 15 | 0 | 7 renewable | 50.724 | 2009-05-26 | 2009-05-01 | 2011-01-01 | Registered: 04/09/10 | NC | AMS.ID ver. 13 | NO | NO | Grid-connected power from other sources | Asia Pacific | [18 empty] | UK |  |  | Active
3605 | Fujian Xiapu Baiyang 10MW Hydropower Project | New Dam | China | Sweden (CAMS) | Registered | Bureau Veritas Certification Holding SAS | CERI eco Technology Co., Ltd | Small | 10 | 16.7 | 7 renewable | 19.186 | 2009-05-25 | 2005-08-20 | 2010-01-01 | Registered: 04/09/10 | NC | AMS.ID ver. 13 | NO | NO | Grid-connected power from other sources | Asia Pacific | [18 empty] | Sweden |  |  | Active
4568 | Hydro electric power project by SJVNL in Himachal Pradesh | New Dam/'Run of the River' | India | Spain (World Bank) | Registered | Bureau Veritas Certification Holding SAS | Satluj Jal Vidyut Nigam Ltd | Large | 412 | - | 10 fixed | 1407.801 | 2009-05-23 | 2007-09-13 | 2012-03-15 | Registered: 14/07/11 (29/09/11) | A, B, SD, O | ACM0002 ver. 9 | NO | YES | Grid-connected power from other sources | Asia Pacific | [18 empty] | Spain |  |  | Active
NYA | Gurahan Small Hydro Power Project | Existing Dam | India | - | At validation | DNV | Gensol Consultants Pvt. Ltd., | Small | 1.5 | - | 7 renewable | 5.873 | 2009-05-23 | 2008-04-29 | 2009-09-01 | Open for comment: 23/05/09 - 21/06/09 |  | AMS.ID ver. 13 | NO | NO | Grid-connected power from other sources | Asia Pacific | [18 empty] | - |  |  | Active
4051 | Yunnan Maguan Xiaobaihe 25MW Hydropower Project | New Dam | China | France (Orbeo) | Registered | DNV | Easy Carbon Consultancy Co. Ltd | Large | 25 | 585.02 | 7 renewable | 95.571 | 2009-05-23 | 2007-12-20 | 2010-11-01 | Registered: 21/12/10 | NC | ACM0002 ver. 9 | NO | YES | Grid-connected power from other sources | Asia Pacific | [18 empty] | France |  |  | Active
3628 | 4.8MW Qingfeng Small Hydropower Project, Shengzhou, China | New Dam/'Run of the River' | China | Sweden (CAMS) | Registered | Bureau Veritas Certification Holding SAS | Zhejiang Dawei Environmental Programming and Designing Co, Ltd. | Small | 4.8 | - | 7 renewable | 13.528 | 2009-05-21 | 2007-04-18 | 2009-10-01 | Registered: 17/12/10 | NC | AMS.ID ver. 13 | NO | NO | Grid-connected power from other sources | Asia Pacific | [18 empty] | Sweden |  |  | Active
NYA | Chaling County Guanxi 7.25MW Hydropower Project | New Dam | China | Sweden (CAMS) | At validation | Bureau Veritas Certification Holding SAS | Beijing Topview Consulting & Trading Ltd | Small | 7.25 | - | 7 renewable | 30.655 | 2009-05-20 | 2007-10-02 | 2009-10-01 | Open for comment: 20/05/09 - 18/06/09 |  | AMS.ID ver. 13 | NO | NO | Grid-connected power from other sources | Asia Pacific | [18 empty] | Sweden |  |  | Active
3789 | Jiangxi Huichang Bai’e 21MW Hydro Power Project | New Dam | China | - | Registered | TÜV-Rheinland | KOE Environmental Consultancy, Inc | Large | 21 | 132 | 7 renewable | 59.174 | 2009-05-16 | 2008-08-27 | 2010-05-01 | Registered: 17/12/10 | NC | ACM0002 ver. 9 | NO | YES | Grid-connected power from other sources | Asia Pacific | [18 empty] | - |  |  | Active
3767 | Xinjiang Uygur Autonomous Region Kashgar Tarim River Xiabandi Hydropower Station | New Dam | China | Switzerland (Vitol SA) | Registered | TÜV-Rheinland | Beijing Tianqing Power International CDM Consulting Co., Ltd | Large | 150 | 7.14 | 7 renewable | 328.673 | 2009-05-16 | 2006-03-01 | 2010-06-01 | Registered: 15/11/10 | NC | ACM0002 ver. 9 | NO | YES | Grid-connected power from other sources | Asia Pacific | 122.238 | 2011-09-14 | 122.238 | [14 empty] | China Quality Certification Centre (CQC) | Switzerland |  |  | Active
NYA | 5.6 MW Grid connected Renewable Bundled Hydro Electric Project | New Dam | India | - | At validation | TÜV-NORD | Tarini Infrastructure Ltd. | Small | 5.6 | - | 7 renewable | 19.325 | 2009-05-14 | 2007-12-01 | 2010-01-01 | Open for comment: 14/05/09 - 12/06/09 |  | AMS.ID ver. 13 | NO | NO | Diesel Power Generation | Asia Pacific | [18 empty] | - |  |  | Active
NYA | Electric Power generation from renewable sources – Barra da Paciência, Ninho da Águia, Corrente Grande, Paiol, São Gonçalo and Várzea Alegre Small Hydropower Plants | New Dam | Brazil | - | At validation | RINA | KEYASSOCIADOS | Large | 87.1 | 716.2 | 7 renewable | 7 | 2009-05-08 | 2009-01-01 | 2010-06-01 | Open for comment: 08/05/09 - 06/06/09 |  | ACM0002 ver. 9 | NO | YES | Grid-connected power from other sources | Latin America | [18 empty] | - |  |  | Active
NYA | Power generation from renewable sources – Aiuruoca Small Hydropower Plant | New Dam | Brazil | - | At validation | RINA | KEYASSOCIADOS | Large | 18 | 100 | 7 renewable | 17.728 | 2009-05-08 | 2009-01-01 | 2010-07-01 | Open for comment: 08/05/09 - 06/06/09 |  | ACM0002 ver. 9 | NO | NO | Grid-connected power from other sources | Latin America | [18 empty] | - |  |  | Active
NYA | Power generation from renewable sources – Arvoredo and Varginha Small Hydropower Plants | New Dam | Brazil | - | At validation | RINA | KEYASSOCIADOS | Large | 22 | 36.33 | 7 renewable | 14.839 | 2009-05-08 | 2008-11-01 | 2010-01-01 | Open for comment: 08/05/09 - 06/06/09 |  | ACM0002 ver. 9 | NO | YES | Grid-connected power from other sources | Latin America | [18 empty] | - |  |  | Active
NYA | Power generation from renewable sources – Santa Cruz, Salto Góes and Cachoeira Grande Small Hydro Projects | New Dam | Brazil | - | At validation | RINA | KEYASSOCIADOS | Large | 57 | 127.2 | 7 renewable | 33.899 | 2009-05-08 | 2009-04-01 | 2012-01-01 | Open for comment: 08/05/09 - 06/06/09 |  | ACM0002 ver. 9 | NO | YES | Grid-connected power from other sources | Latin America | [18 empty] | - |  |  | Active
3033 | 24 MW Kut Hydro Power Project | New Dam/'Run of the River' | India | - | Registered | DNV | Gensol Consultants Pvt. Ltd., | Large | 24 | - | 10 fixed | 111.637 | 2009-05-08 | 2008-12-20 | 2011-04-01 | Registered: 16/12/11 | NC | ACM0002 ver. 9 | NO | YES | Grid-connected power from other sources | Asia Pacific | [18 empty] | - |  |  | Active
4306 | Huanza Hydroelectric Project | New Dam | Peru | - | Registered | Spanish Association for Standardisation and Certification | National Environmental Fund | Large | 90.6 | 953.6 | 7 renewable | 261.575 | 2009-05-07 | 2009-07-01 | 2011-01-01 | Registered: 24/02/11 | NC | ACM0002 ver. 9 | NO | YES | Grid-connected power from other sources | Latin America | [18 empty] | - |  |  | Active
3540 | Qinghai Jiading Hydropower Project | New Dam | China | UK (Ceres Carbon Securities Ltd.) | Registered | TÜV-SÜD | CPI Carbon Asset Management Co., Ltd | Small | 12 | - | 7 renewable | 44.031 | 2009-05-07 | 2008-08-01 | 2010-11-01 | Registered: 18/08/10 | NC | AMS.ID ver. 13 | NO | NO | Grid-connected power from other sources | Asia Pacific | 22.318 | 2011-11-04 | 22.318 | [14 empty] | DNV | UK |  |  | Active
NYA | Paute - Sopladora Hydroelectric Project | New Dam/'Run of the River' | Ecuador | Spain (Deuman) | At validation | Spanish Association for Standardisation and Certification | Deuman | Large | 487 | - | 7 renewable | 1367.829 | 2009-05-06 | 2007-09-19 | 2011-11-01 | Open for comment: 06/05/09 - 04/06/09 |  | ACM0002 ver. 9 | NO | YES | Grid-connected power from other sources | Latin America | [18 empty] | Spain |  |  | Active
NYA | Supía 6.4 MW Hydroelectric Project | New Dam | Colombia | Spain (Zero Emissions Technologies, S.A.) | At validation | Spanish Association for Standardisation and Certification | Zero Emissions Technologies, S.A. | Small | 6.4 | - | 10 fixed | 21.675 | 2009-05-01 | 2009-04-15 | 2010-04-01 | Open for comment: 01/05/09 - 30/05/09 |  | AMS.ID ver. 13 | NO | NO | Grid-connected power from other sources | Latin America | [18 empty] | Spain |  |  | Active
4782 | Santiago 2.8 MW Hydroelectric Project | New Dam | Colombia | Spain (Zero Emissions Technologies, S.A.) | Registered | Spanish Association for Standardisation and Certification | Zero Emissions Technologies, S.A. | Small | 2.8 | - | 10 fixed | 9.483 | 2009-05-01 | 2008-10-15 | 2010-01-01 | Registered: 17/05/11 (18/07/11) | NC | AMS.ID ver. 13 | NO | NO | Grid-connected power from other sources | Latin America | [18 empty] | Spain |  |  | Active
NYA | San Luis 6.0 MW Hydroelectric Project | New Dam | Colombia | Spain (Zero Emissions Technologies, S.A.) | At validation | Spanish Association for Standardisation and Certification | Zero Emissions Technologies, S.A. | Small | 6 | - | 10 fixed | 20.321 | 2009-05-01 | 2009-06-15 | 2010-09-15 | Open for comment: 01/05/09 - 30/05/09 |  | AMS.ID ver. 13 | NO | NO | Grid-connected power from other sources | Latin America | [18 empty] | Spain |  |  | Active
3385 | Heqing County Liuhe 30MW Hydropower Plant | New Dam | China | Sweden (CAMS) | Registered | TÜV-NORD | Cleanergy Investment Service (Beijing) Co., Ltd | Large | 30 | 1372 | 7 renewable | 110.642 | 2009-04-29 | 2007-07-24 | 2010-01-01 | Registered: 14/08/10 | NC | ACM0002 ver. 9 | NO | YES | Grid-connected power from other sources | Asia Pacific | [18 empty] | Sweden |  |  | Active
2478 | Hunan Xinhuang Shanmutang 8 MW Hydropower Project, China | New Dam | China | Japan (Smart Energy Co.) | Registered | Japan Management Association | Karbon Energy Investment and Consulting Co., Ltd. | Small | 8 | 30.03 | 7 renewable | 26.398 | 2009-04-28 | 2008-05-21 | 2010-04-01 | Registered: 28/10/10 | NC | AMS.ID ver. 13 | NO | NO | Grid-connected power from other sources | Asia Pacific | [18 empty] | Japan |  |  | Active
NYA | Song Bung 4 hydroelectric power project | New Dam | Vietnam | - | At validation | TÜV-NORD | ADB | Large | 156 | 9.96 | 7 renewable | 235.028 | 2009-04-25 | 2010-03-01 | 2012-07-01 | Open for comment: 25/04/09 - 24/05/09 |  | ACM0002 ver. 9 | NO | YES | Grid-connected power from other sources | Asia Pacific | [18 empty] | - |  |  | Active
3592 | Hubei Xishan & Fengjiawan 14.1MW Small-scale Hydro Power Bundle Project | New Dam | China | Japan (Carbon Capital Management, Inc.) | Registered | TÜV-Rheinland | KOE Environmental Consultancy, Inc | Small | 14.1 | - | 7 renewable | 42.654 | 2009-04-23 | 11/2/05 (Xishan) + 11/15/06 (Fengjiawan) | 2010-01-01 | Registered: 25/12/10 | NC | AMS.ID ver. 13 | NO | NO | Grid-connected power from other sources | Asia Pacific | [18 empty] | Japan |  |  | Active
NYA | Yunnan Xichou Jiaji Hydropower Station Expansion Project | Existing Dam | China | UK (Greenwich Carbon, LLC) | At validation | TÜV-SÜD | Caspervandertak Consulting + Gansu Tonghe Investment Project Consulting Co. Ltd | Small | 15 | 50 | 7 renewable | 12.238 | 2009-04-22 | 2007-10-18 | 2009-08-01 | Open for comment: 22/04/09 - 21/05/09 |  | AMS.ID ver. 13 | NO | NO | Grid-connected power from other sources | Asia Pacific | [18 empty] | UK |  |  | Active
NYA | Yunnan Xichou Huanglongpo Hydropower Station Project | New Dam/'Run of the River' | China | UK (Greenwich Carbon, LLC) | At validation | TÜV-SÜD | Caspervandertak Consulting + Gansu Tonghe Investment Project Consulting Co. Ltd | Small | 6.4 | - | 7 renewable | 21.803 | 2009-04-22 | 2007-10-15 | 2009-07-01 | Open for comment: 22/04/09 - 21/05/09 |  | AMS.ID ver. 13 | NO | NO | Grid-connected power from other sources | Asia Pacific | [18 empty] | UK |  |  | Active
NYA | Yunnan Maguan County Xiaoxika Hydropower Station Project | New Dam | China | UK (Greenwich Carbon, LLC) | At validation | TÜV-SÜD | Caspervandertak Consulting + Gansu Tonghe Investment Project Consulting Co. Ltd | Small | 6 | - | 7 renewable | 26.496 | 2009-04-22 | 2007-08-15 | 2009-08-01 | Open for comment: 22/04/09 - 21/05/09 |  | AMS.ID ver. 13 | NO | NO | Grid-connected power from other sources | Asia Pacific | [18 empty] | UK |  |  | Active
NYA | Increased electricity generation from existing hydropower stations through Decision Support System optimization within the Northwest Power Grid Co., Ltd | Existing Dam | China | Sweden (Climate Change Capital Carbon) | At validation | SGS | Climate Change Capital Ltd | Large | 6610 | - | 10 fixed | 817.5 | 2009-04-22 | 2010-02-01 | 2010-06-01 | Open for comment: 22/04/09 - 21/05/09 |  | AM0052 ver. 2 | NO | YES | Grid-connected power from other sources | Asia Pacific | [18 empty] | Sweden |  |  | Active
NYA | Kainji Hydropower Rehabilitation Project | Existing Dam | Nigeria | Portugal (International Bank for Reconstruction and Development as the Trustee for the Carbon Fund for Europe (CFE) | At validation | Spanish Association for Standardisation and Certification | Triple E Systems Inc. | Large | 760 | - | 10 fixed | 1242.913 | 2009-04-22 | 2010-03-01 | 2010-10-01 | Open for comment: 22/04/09 - 21/05/09 |  | ACM0002 ver. 9 | NO | YES | Grid-connected power from other sources | Africa & Middle East | [18 empty] | Portugal |  |  | Active
NYA | Yunnan Lushui County Yinpo Hydropower Station Project | New Dam | China | UK (Greenwich Carbon, LLC) | At validation | TÜV-SÜD | Caspervandertak Consulting + Gansu Tonghe Investment Project Consulting Co. Ltd | Small | 8 | - | 7 renewable | 29.436 | 2009-04-22 | 2008-12-01 | 2010-02-01 | Open for comment: 22/04/09 - 21/05/09 |  | AMS.ID ver. 13 | NO | NO | Grid-connected power from other sources | Asia Pacific | [18 empty] | UK |  |  | Active
3535 | Taxi Second Cascade Hydropower Project | New Dam/'Run of the River' | China | Sweden (CAMS) | Registered | TÜV-Rheinland | Accord Global Environment Technology (Beijing) Co., Ltd. | Small | 9 | - | 7 renewable | 23.403 | 2009-04-21 | 2007-12-21 | 2009-09-01 | Registered: 26/08/10 | NC | AMS.ID ver. 13 | NO | NO | Grid-connected power from other sources | Asia Pacific | [18 empty] | Sweden |  |  | Active
3293 | Zhenkang Fengweihe Hydropower Project in Yunnan Province | New Dam | China | Sweden (CAMS) | Registered | TÜV-Rheinland | Changsha University of Science & Technology | Large | 40 | 213.9 | 7 renewable | 133.05 | 2009-04-21 | 2007-08-18 | 2010-05-01 | Registered: 12/10/10 | NC | ACM0002 ver. 9 | NO | YES | Grid-connected power from other sources | Asia Pacific | [18 empty] | Sweden |  |  | Active
NYA | Lianghekou 12.6 MW Hydropower Project in Nanzhang county of Hubei Province | New Dam | China | Netherlands (ING Bank) | At validation | TÜV-Rheinland | Beijing Jingu Huafeng Energy Investment Co., Ltd. | Small | 12.6 | 15.7 | 7 renewable | 31.126 | 2009-04-21 | 2009-07-01 | 2010-12-01 | Open for comment: 21/04/09 - 20/05/09 |  | ACM0002 ver. 9 + AMS.ID ver. 13 | NO | NO | Grid-connected power from other sources | Asia Pacific | [18 empty] | Netherlands |  |  | Active
4988 | El General Hydroelectric Project | New Dam | Costa Rica | UK (Econergy International Co. UK Ltd) | Review requested | TÜV-NORD | Econergy Brasil Ltda. | Large | 40 | 851 | 7 renewable | 54.911 | 2009-04-21 | 2003-05-05 | 2009-07-01 | Review period: 03/02/12 - 01/03/12 | NC | ACM0002 ver. 9 | NO | YES | Grid-connected power from other sources | Latin America | [18 empty] | UK |  |  | Active
4259 | Group of Nam Tha Hydropower Projects | New Dam | Vietnam | UK (EDF Trading Ltd) | Registered | TÜV-NORD | Energy and Environment Consultancy Joint Stock Company | Large | 19.5 | 274 (Nam Tha 5) + 345 (Nam Tha 6) | 7 renewable | 34.396 | 2009-04-21 | 2005-12-16 | 2009-08-01 | Registered: 10/03/11 | NC | ACM0002 ver. 9 | NO | NO | Grid-connected power from other sources | Asia Pacific | [18 empty] | UK |  |  | Active
3711 | Thai An Hydropower Project | New Dam | Vietnam | Japan (Kansai Electric Power) | Registered | DNV | Energy and Environment Consultancy Joint Stock Company | Large | 82 | 164 | 7 renewable | 180.643 | 2009-04-18 | 2007-02-07 | 2010-04-01 | Registered: 29/10/10 | NC | ACM0002 ver. 9 | NO | YES | Grid-connected power from other sources | Asia Pacific | [18 empty] | Japan |  |  | Active
NYA | Faxinal dos Guedes Small Hydroelectric Power Plant + | New Dam | Brazil | UK (MGM Carbon Portfolio) | At validation | SGS | MGM International SRL | Small | 4 | - | 7 renewable | 3.953 | 2009-04-15 | 2005-08-09 | 2009-07-01 | Open for comment: 15/04/09 - 14/05/09 |  | AMS.ID ver. 13 | NO | NO | Grid-connected power from other sources | Latin America | [18 empty] | UK |  |  | Active
3530 | Suoi Sap 3 Hydro Power Project in Son La Province | New Dam | Vietnam | UK (EDF Trading Ltd) | Registered | TÜV-NORD | Carbon Bridge Pte Ltd. | Small | 14 | - | 7 renewable | 29.16 | 2009-04-15 | 2007-11-07 | 2010-06-01 | Registered: 11/09/10 | NC | AMS.ID ver. 13 | NO | NO | Grid-connected power from other sources | Asia Pacific | [18 empty] | UK |  |  | Active
3872 | Ngoi Phat Hydropower Project | New Dam | Vietnam | UK (Carbon Resource Management, Ltd.) | Registered | TÜV-Rheinland | INTRACO | Large | 72 | 280 | 10 fixed | 170.71 | 2009-04-14 | 2008-05-07 | 2010-04-01 | Registered: 18/12/10 | NC | ACM0002 ver. 9 | YES | YES | Grid-connected power from other sources | Asia Pacific | [18 empty] | UK |  |  | Active
3202 | Wangyuan 20MW Hydropower Project in Minhou County Fujian Province | New Dam | China | Sweden (CAMS) | Registered | DNV | Beijing Haohua Rivers International Water Engineering Consulting Co., Ltd | Large | 20 | 34.42 | 7 renewable | 45.652 | 2009-04-14 | 2007-05-15 | 2009-10-01 | Registered: 10/06/10 | NC | ACM0002 ver. 9 | NO | NO | Grid-connected power from other sources | Asia Pacific | 34.296 | 2011-12-29 | 34.296 | [14 empty] | TÜV-NORD | Sweden |  |  | Active
4389 | Xinjiang Lasite Hydropower Project of China | New Dam/'Run of the River' | China | Japan (Mitsubishi) | Registered | Deloitte | Accord Global Environment Technology (Beijing) Co., Ltd. | Small | 3 | - | 7 renewable | 12.46 | 2009-04-09 | 2007-08-02 | 2009-09-01 | Registered: 27/05/11 (18/08/11) | NC | AMS.ID ver. 13 | NO | NO | Grid-connected power from other sources | Asia Pacific | [18 empty] | Japan |  |  | Active
NYA | 100MW Yunnan Fenghuanggu Hydropower Project | New Dam | China | UK (Citigroup Global Markets, Ltd.) | At validation | SGS | Shanghai Jingyi Investment Management and Enecore Carbon Ltd. | Large | 100 | 32.05 | 7 renewable | 335.109 | 2009-04-08 | 2006-04-01 | 2009-08-01 | Open for comment: 08/04/09 - 07/05/09 |  | ACM0002 ver. 9 | NO | YES | Grid-connected power from other sources | Asia Pacific | [18 empty] | UK |  |  | Active
NYA | 75MW Yunnan Nuozu Hydropower Project | New Dam | China | UK (Citigroup Global Markets, Ltd.) | At validation | SGS | Shanghai Jingyi Investment Management and Enecore Carbon Ltd. | Large | 75 | 130.21 | 7 renewable | 284.046 | 2009-04-08 | 2005-12-01 | 2009-08-01 | Open for comment: 08/04/09 - 07/05/09 |  | ACM0002 ver. 9 | NO | YES | Grid-connected power from other sources | Asia Pacific | [18 empty] | UK |  |  | Active
5115 | Srepok 4 Hydropower Project | New Dam | Vietnam | UK (Carbon Resource Management, Ltd.) | Registered | TÜV-Rheinland | Carbon Resource Management | Large | 80 | 25.32 | 7 renewable | 181.634 | 2009-04-07 | 2008-03-25 | 2011-01-01 | Registered: 22/08/11 (21/11/11) | NC | ACM0002 ver. 9 | YES | YES | Grid-connected power from other sources | Asia Pacific | [18 empty] | UK |  |  | Active
NYA | Wutongkeng Bundled Small Hydropower Project in Jingning | New Dam | China | UK (Mandarin Global Carbon) | At validation | TÜV-SÜD | China Carbon Technology | Small | 12.75 | - | 7 renewable | 27.614 | 2009-04-04 | 2007-06-20 | 2009-07-01 | Open for comment: 04/04/09 - 03/05/09 |  | AMS.ID ver. 13 | NO | NO | Grid-connected power from other sources | Asia Pacific | [18 empty] | UK |  |  | Active
3351 | Guizhou Qingshuihe Gelibridge Hydropower Project | New Dam | China | UK (Sindicatum Carbon Capital Ltd.) | Registered | TÜV-SÜD | Sindicatum Carbon Capital Ltd. | Large | 150 | 70.42 | 7 renewable | 387.57 | 2009-04-03 | 2007-01-31 | 2010-05-01 | Registered: 04/10/10 | NC | ACM0002 ver. 9 | NO | Yes | Grid-connected power from other sources | Asia Pacific | 292.419 | 2011-08-22 | 57.401 | 2012-02-13 | 235.018 | [12 empty] | China Quality Certification Centre (CQC) | UK |  |  | Active
NYA | Wenjiahe Second Small Hydropower Project in Zhaotong of Yunnan | New Dam/'Run of the River' | China | UK (Clean Carbon Capital Ltd.) | At validation | TÜV-Rheinland | China Carbon Technology | Small | 10 | - | 7 renewable | 32.119 | 2009-04-03 | 2009-02-18 | 2011-01-01 | Open for comment: 03/04/09 - 02/05/09 |  | AMS.ID ver. 13 | NO | NO | Grid-connected power from other sources | Asia Pacific | [18 empty] | UK |  |  | Active
3968 | Beiping Hydro Electric Project | New Dam | China | Republic of Ireland (EcoSecurities International Ltd) | Registered | Japan Consulting Institute | EcoSecurities | Large | 25 | 37.15 | 7 renewable | 70.929 | 2009-04-03 | 2008-10-31 | 2011-06-01 | Registered: 29/12/10 | NC | ACM0002 ver. 9 | NO | YES | Grid-connected power from other sources | Asia Pacific | [18 empty] | Republic of Ireland |  |  | Active
NYA | Dahuashui Hydropower Project | New Dam | China | Norway (Norwegian Ministry of Finance, Sindicatum) | Validation terminated | TÜV-SÜD | Sindicatum Carbon Capital Ltd. | Large | 200 | 32.85 | 7 renewable | 654.624 | 2009-04-03 | 2006-11-02 | 2009-07-01 | Open for comment: 03/04/09 - 02/05/09 |  | ACM0002 ver. 9 | YES | YES | Grid-connected power from other sources | Asia Pacific | [18 empty] | Norway |  |  | Inactive
NYA | Yunnan Zhaotong Wenjiahe Fourth Cascade Small Hydropower Project | New Dam/'Run of the River' | China | UK (Clean Carbon Capital Ltd.) | At validation | TÜV-Rheinland | China Carbon Technology | Small | 6.4 | - | 7 renewable | 22.893 | 2009-04-03 | 2009-02-18 | 2011-01-01 | Open for comment: 03/04/09 - 02/05/09 |  | AMS.ID ver. 13 | NO | NO | Grid-connected power from other sources | Asia Pacific | [18 empty] | UK |  |  | Active
NYA | Geli Bridge Hydropower Project + | New Dam | China | (Sindicatum Carbon Capital Ltd) | At validation | TÜV-SÜD | Sindicatum Carbon Capital Ltd. | Large | 150 | 70.42 | 7 renewable | 433.284 | 2009-04-03 | 2007-06-01 | 2010-01-01 | Open for comment: 03/04/09 - 02/05/09 |  | ACM0002 ver. 9 | NO | YES | Grid-connected power from other sources | Asia Pacific | [18 empty] | (Sindicatum Carbon Capital Ltd) |  |  | Active
NYA | Nandan County Geng’ou hydropower project | New Dam | China | Netherlands (ING Bank) | At validation | TÜV-Rheinland | Beijing Jingu Huafeng Energy Investment Co., Ltd. | Small | 5 | 277.78 | 7 renewable | 15.211 | 2009-04-01 | 2007-01-25 | 2009-11-01 | Open for comment: 01/04/09 - 30/04/09 |  | AMS.ID ver. 13 | NO | NO | Grid-connected power from other sources | Asia Pacific | [18 empty] | Netherlands |  |  | Active
3864 | Hongba Small Hydropower Project in Gansu Province | New Dam | China | UK (Climate Corporation Emissions Trading) | Registered | DNV | Gansu Huike Center for Transferring on Resource and Environmental Technology | Small | 4.8 | - | 7 renewable | 24.085 | 2009-03-31 | 2008-01-25 | 2009-07-01 | Registered: 11/12/10 | NC | AMS.ID ver. 13 | NO | NO | Grid-connected power from other sources | Asia Pacific | [18 empty] | UK |  |  | Active
1651 | Dujiawan Small Hydropower Project in Gansu Province | New Dam/'Run of the River' | China | UK (Climate Corporation Emissions Trading) | Registered | DNV | Gansu Huike Center for Transferring on Resource and Environmental Technology | Small | 4.8 | - | 7 renewable | 18.68 | 2009-03-31 | 2008-10-27 | 2010-01-01 | Registered: 31/08/10 | NC | AMS.ID ver. 13 | NO | NO | Grid-connected power from other sources | Asia Pacific | [18 empty] | UK |  |  | Active
3576 | Hunan Xinhua Pingyouqiao 6 MW Hydropower Project | New Dam | China | UK (Climate Corporation Emissions Trading) | Registered | DNV | Aid Energy Conservation S&T Co., Central South University | Small | 6 | - | 7 renewable | 20.458 | 2009-03-31 | 2007-06-01 | 2009-07-01 | Registered: 03/09/10 | NC | AMS.ID ver. 13 | NO | NO | Grid-connected power from other sources | Asia Pacific | [18 empty] | UK |  |  | Active
3532 | Song Chung Hydropower Project | New Dam | Vietnam | Netherlands (Natsource Asset Management Co) | Registered | TÜV-NORD | Energy and Environment Consultancy Joint Stock Company | Large | 19.5 | 7.94 | 7 renewable | 26.337 | 2009-03-28 | 2007-12-31 | 2010-01-01 | Registered: 20/01/11 | NC | ACM0002 ver. 9 | NO | NO | Grid-connected power from other sources | Asia Pacific | [18 empty] | Netherlands |  |  | Active
3899 | Yunnan Miaolin Hydropower Project | New Dam | China | UK (Trading Emissions PLC) | Registered | TÜV-SÜD | Coway International TechTrans Co., Ltd. | Large | 65 | 80.25 | 7 renewable | 217.8 | 2009-03-28 | 2008-03-11 | 2009-10-01 | Registered: 15/12/10 | NC | ACM0002 ver. 9 | NO | YES | Grid-connected power from other sources | Asia Pacific | 95.332 | 2012-02-17 | 95.332 | [14 empty] | TÜV-Rheinland | UK |  |  | Active
3421 | Song Quang hydropower project | New Dam/'Run of the River' | Vietnam | Switzerland (Bunge Emissions Holdings Sarl) | Registered | Korea Energy Management Corporation (KEMCO) | KYOTOenergy Pte. Ltd. | Small | 12 | - | 7 renewable | 29.131 | 2009-03-28 | 2009-05-01 | 2011-01-01 | Registered: 03/11/10 | NC | AMS.ID ver. 13 | NO | NO | Grid-connected power from other sources | Asia Pacific | [18 empty] | Switzerland |  |  | Active
3396 | Chau Thon Hydropower Project | New Dam | Vietnam | Switzerland (Bunge Emissions Holdings Sarl) | Registered | Korea Energy Management Corporation (KEMCO) | KYOTOenergy Pte. Ltd. | Large | 18 | 66.7 | 7 renewable | 45.636 | 2009-03-28 | 2009-06-01 | 2011-01-01 | Registered: 25/12/10 | NC | ACM0002 ver. 9 | NO | NO | Grid-connected power from other sources | Asia Pacific | [18 empty] | Switzerland |  |  | Active
NYA | Yunnan Huangjiaao Hydropower Project | New Dam/'Run of the River' | China | UK (Grey K Environmental II Ltd.) | At validation | TÜV-SÜD | Beijing YuAn Century Control Engineering Tech | Small | 5 | - | 7 renewable | 21.354 | 2009-03-26 | 2006-10-23 | 2009-11-01 | Open for comment: 26/03/09 - 24/04/09 |  | AMS.ID ver. 13 | NO | NO | Grid-connected power from other sources | Asia Pacific | [18 empty] | UK |  |  | Active
NYA | Yunnan Maoheshan Hydropower Project | New Dam | China | UK (Grey K Environmental II Ltd.) | At validation | TÜV-SÜD | Beijing YuAn Century Control Engineering Tech | Large | 18.9 | - | 7 renewable | 82.054 | 2009-03-26 | 2008-03-03 | 2010-04-01 | Open for comment: 26/03/09 - 24/04/09 |  | ACM0002 ver. 9 | NO | NO | Grid-connected power from other sources | Asia Pacific | [18 empty] | UK |  |  | Active
5670 | Dongkeng Bundled Small Hydropower Project in Longquan | New Dam | China | UK (Clean Carbon Capital Ltd.) | Registered | TÜV-SÜD | China Carbon Technology | Small | 9.5 | - | 7 renewable | 17.725 | 2009-03-26 | 2007-10-25 | 2009-07-01 | Registered: 03/02/12 (17/04/12) | NC | AMS.ID ver. 13 | NO | NO | Grid-connected power from other sources | Asia Pacific | [18 empty] | UK |  |  | Active
NYA | Yunnan Mabizi Hydropower Project | New Dam/'Run of the River' | China | UK (Grey K Environmental II Ltd.) | At validation | TÜV-SÜD | Beijing YuAn Century Control Engineering Tech | Small | 8 | - | 7 renewable | 33.796 | 2009-03-26 | 2006-07-12 | 2009-09-01 | Open for comment: 26/03/09 - 24/04/09 |  | AMS.ID ver. 13 | NO | NO | Grid-connected power from other sources | Asia Pacific | [18 empty] | UK |  |  | Active
NYA | Maoxu Bundled Small Hydropower Project in Longquan | New Dam | China | UK (Clean Carbon Capital Ltd.) | At validation | TÜV-SÜD | China Carbon Technology | Small | 13.99 | - | 7 renewable | 24.429 | 2009-03-25 | 2008-01-22 | 2009-07-01 | Open for comment: 25/03/09 - 23/04/09 |  | AMS.ID ver. 13 | NO | NO | Grid-connected power from other sources | Asia Pacific | [18 empty] | UK |  |  | Active
3389 | Dak Srong 2 Hydropower Project | New Dam | Vietnam | Switzerland (Bunge Emissions Holdings Sarl) | Registered | Korea Energy Management Corporation (KEMCO) | KYOTOenergy Pte. Ltd. | Large | 24 | 4.76 | 7 renewable | 48.773 | 2009-03-25 | 2008-01-25 | 2010-05-01 | Registered: 23/02/11 | NC | ACM0002 ver. 9 | NO | YES | Grid-connected power from other sources | Asia Pacific | [18 empty] | Switzerland |  |  | Active
3514 | Pa Khoang hydropower project | New Dam/'Run of the River' | Vietnam | Switzerland (Bunge Emissions Holdings Sarl) | Registered | Korea Energy Management Corporation (KEMCO) | KYOTOenergy Pte. Ltd. | Small | 2.4 | - | 7 renewable | 7.33 | 2009-03-25 | 2007-06-01 | 2009-08-01 | Registered: 27/08/10 | NC | AMS.ID ver. 13 | NO | NO | Grid-connected power from other sources | Asia Pacific | [18 empty] | Switzerland |  |  | Active
4550 | Dak Pone Hydropower Project | New Dam | Vietnam | - | Registered | TÜV-NORD | Energy and Environment Consultancy Joint Stock Company | Large | 15.6 | 33.4 | 7 renewable | 34.468 | 2009-03-25 | 2005-02-25 | 2010-01-01 | Registered: 02/06/11 (30/09/11) | NC | ACM0002 ver. 9 | NO | NO | Grid-connected power from other sources | Asia Pacific | [18 empty] | - |  |  | Active
NYA | Hidrocarolina Hydroelectirc Power Plant | New Dam | Ecuador | - | At validation | Bureau Veritas Certification Holding SAS | EMELNORTE S.A. | Small | 0.9 | - | 7 renewable | 3.683 | 2009-03-21 | 2009-07-01 | 2009-07-01 | Open for comment: 21/03/09 - 19/04/09 |  | AMS.ID ver. 13 | NO | NO | Grid-connected power from other sources | Latin America | [18 empty] | - |  |  | Active
3272 | Guangxi Baise Dongsun Hydropower Project | New Dam | China | Japan (Kansai Electric Power) | Registered | JACO | Beijing Changjiang River International Holding | Large | 24 | 24 | 7 renewable | 66.036 | 2009-03-20 | 2005-06-01 | 2009-03-01 | Registered: 03/12/10 | NC | ACM0002 ver. 9 | NO | YES | Grid-connected power from other sources | Asia Pacific | 32.802 | 2012-05-22 | 32.802 | [14 empty] | TÜV-Rheinland | Japan |  |  | Active
3390 | Yunnan Baoshan Songshanhekou Hydropower Station | New Dam | China | Japan (Sojitz Corp) | Registered | TÜV-Rheinland | Beijing Tianqing Power International CDM Consulting Co., Ltd | Large | 168 | 2800 | 7 renewable | 538.401 | 2009-03-20 | 2007-01-01 | 2010-03-01 | Registered: 31/12/10 | NC | ACM0002 ver. 9 | NO | YES | Grid-connected power from other sources | Asia Pacific | [18 empty] | Japan |  |  | Active
3041 | Sichuan Jialingjiang River Shaxi Hydropower Project | New Dam | China | Japan (Sumitomo) | Registered | Japan Consulting Institute | Shanghai Yiqing Environmental Technology Co., Ltd. | Large | 87 | 11.1 | 7 renewable | 325.313 | 2009-03-18 | 2008-08-01 | 2010-03-01 | Registered: 20/06/10 | NC | ACM0002 ver. 9 | NO | YES | Grid-connected power from other sources | Asia Pacific | [18 empty] | Japan |  |  | Active
NYA | Shuangpai County Shejiang drainage area Rundle Hydro Project | New Dam | China | Austria (CCAN) | At validation | TÜV-Rheinland | Austria CCAN Consulting | Large | 17.09 | 36.8 | 7 renewable | 58.838 | 2009-03-18 | 2008-05-01 | 2010-05-01 | Open for comment: 18/03/09 - 16/04/09 |  | ACM0002 ver. 9 | NO | NO | Grid-connected power from other sources | Asia Pacific | [18 empty] | Austria |  |  | Active
NYA | Lianghui Tuo 20MW Hydropower Project in Chongqing City | New Dam | China | Japan (Carbon Finance, Ltd.) | At validation | TÜV-Rheinland | Cleanergy Investment Service (Beijing) Co., Ltd | Large | 20 | 82.6 | 7 renewable | 73.412 | 2009-03-18 | 2009-05-01 | 2010-10-01 | Open for comment: 18/03/09 - 16/04/09 |  | ACM0002 ver. 9 | NO | NO | Grid-connected power from other sources | Asia Pacific | [18 empty] | Japan |  |  | Active
NYA | Gansu Daigusi Hydropower Project | New Dam | China | Germany (KfW) | At validation | TÜV-Rheinland | Beijing Jade International Environmental Information & Technology Co., Ltd. | Large | 87 | 120 | 7 renewable | 310.531 | 2009-03-18 | 2007-08-01 | 2010-04-01 | Open for comment: 18/03/09 - 16/04/09 |  | ACM0002 ver. 9 | NO | YES | Grid-connected power from other sources | Asia Pacific | [18 empty] | Germany |  |  | Active
3609 | Sichuan Jialingjiang Xinzheng Hydropower Project | New Dam | China | Japan (Sumitomo) | Registered | Japan Consulting Institute | Shanghai Yiqing Environmental Technology Co., Ltd. | Large | 108 | 11.24 | 7 renewable | 424.738 | 2009-03-18 | 2006-12-16 | 2010-01-01 | Registered: 17/09/10 | NC | ACM0002 ver. 9 | NO | YES | Grid-connected power from other sources | Asia Pacific | 442.294 | 2011-09-19 | 168.656 | 2012-05-02 | 273.638 | [12 empty] | Deloitte | Japan |  |  | Active
NYA | Guanhães Energia CDM Project, Minas Gerais, Brazil (JUN1123) | New Dam | Brazil | - | At validation | RINA | CARBOTRADER Ltda. | Large | 44 | 176.9 | 7 renewable | 31.856 | 2009-03-17 | 2008-10-16 | 2010-05-15 | Open for comment: 17/03/09 - 15/04/09 |  | ACM0002 ver. 9 | NO | YES | Grid-connected power from other sources | Latin America | [18 empty] | - |  |  | Active
3337 | Santa Cruz II Hydroelectric Power Plant | New Dam/'Run of the River' | Peru | Spain (Endesa Carbono S.L.) | Registered | Spanish Association for Standardisation and Certification | Endesa Carbono | Small | 6 | - | 7 renewable | 21.028 | 2009-03-17 | 2008-08-15 | 2010-04-01 | Registered: 12/10/10 | NC | AMS.ID ver. 13 | NO | NO | Grid-connected power from other sources | Latin America | [18 empty] | Spain |  |  | Active
3176 | Songya Hydropower Project | New Dam | China | Sweden (CAMS) | Registered | TÜV-NORD | Shanghai Chuanji Investment Management Co.,Ltd | Small | 15 | 202.7 | 7 renewable | 44.235 | 2009-03-17 | 2007-10-08 | 2010-01-01 | Registered: 03/06/10 | NC | AMS.ID ver. 13 | NO | NO | Grid-connected power from other sources | Asia Pacific | [18 empty] | Sweden |  |  | Active
3403 | Sichuan Neijiang Tiangongtang Hydropower Project | New Dam | China | UK (Natsource Europe, Ltd) | Registered | DNV | Beijing Ruichi Electric Power Information Technology Co. Ltd | Large | 18 | 4.42 | 7 renewable | 74.406 | 2009-03-14 | 2007-11-06 | 2009-09-15 | Registered: 23/10/10 | NC | ACM0002 ver. 9 | NO | NO | Grid-connected power from other sources | Asia Pacific | [18 empty] | UK |  |  | Active
2986 | Xincun and Wenzhu Bundled Small Hydropower Project in Zhaoping County, Guangxi Zhuang | New Dam | China | Japan (Mitsubishi) | Registered | Deloitte | Gaoxin Technical Development Co., Ltd. | Small | 7.8 | - | 7 renewable | 28.77 | 2009-03-12 | 2011-07-22 | 2014-11-02 | Registered: 02/04/10 | NC | AMS.ID ver. 13 | NO | NO | Grid-connected power from other sources | Asia Pacific | [18 empty] | Japan |  |  | Active
3267 | Fujian Longyan Tingzhou Hydropower Station Project | New Dam | China | UK + Netherlands (Deutsche Bank AG, London Branch) | Registered | TÜV-SÜD | CasperVanderTak, Xiamen Pengliqing Environmental Technology Development Ltd. | Large | 25.5 | 10.2 | 7 renewable | 66.586 | 2009-03-10 | 2009-01-28 | 2013-06-02 | Registered: 14/12/10 | NC | ACM0002 ver. 9 | NO | YES | Grid-connected power from other sources | Asia Pacific | [18 empty] | UK | Netherlands |  | Active
NYA | Yunnan Qiaocaiping Stage IV 10MW Hydropower Project | New Dam | China | Finland (Nordic Carbon Fund KY) | At validation | TÜV-Rheinland | Beijing Jade International Environmental Information & Technology Co., Ltd. | Small | 10 | 14.788 | 7 renewable | 35.998 | 2009-03-10 | 2012-02-13 | 2014-04-02 | Open for comment: 10/03/09 - 08/04/09 |  | AMS.ID ver. 13 | NO | NO | Grid-connected power from other sources | Asia Pacific | [18 empty] | Finland |  |  | Active
3938 | Hunan Taoshui 69MW Hydro Power Generation Project | New Dam | China | Japan (Daichu Corporation) | Registered | SGS | Beijng ZFK Environment Technology Development Co., Ltd | Large | 69 | - | 7 renewable | 134.144 | 2009-03-10 | 2007-11-17 | 2011-01-01 | Registered: 30/12/10 | NC | ACM0002 ver. 9 | NO | YES | Grid-connected power from other sources | Asia Pacific | [18 empty] | Japan |  |  | Active
2957 | Chongqing Liujiagou 20MW Hydro Power Project | New Dam | China | UK (Climate Bridge Ltd.) | Registered | TÜV-NORD | Climate Bridge Ltd | Large | 20 | 23.6 | 7 renewable | 66.611 | 2009-03-10 | 2012-10-09 | 2015-04-02 | Registered: 07/02/11 | NC | ACM0002 ver. 9 | NO | NO | Grid-connected power from other sources | Asia Pacific | [18 empty] | UK |  |  | Active
3990 | Gansu Liujialang Hydropower Expanded Project of China | Existing Dam | China | Japan (Marubeni Corporation) | Registered | TÜV-SÜD | Accord Global Environment Technology (Beijing) Co., Ltd. | Large | 20 | - | 7 renewable | 28.345 | 2009-03-10 | 2011-11-11 | 2013-07-02 | Registered: 07/01/11 | NC | AMS.ID ver. 13 | NO | NO | Grid-connected power from other sources | Asia Pacific | [18 empty] | Japan |  |  | Active
4494 | Anhui Yuelianghu and Liucunba Bundled Hydropower Project | New Dam | China | Austria (Wienerberger AGAG) | Registered | TÜV-Rheinland | Hunan CDM Project Service Center | Small | 13.5 | 10.345 (Liucunba) | 7 renewable | 32.628 | 2009-03-10 | 2010-10-11 | 2013-07-02 | Registered: 11/10/11 (29/12/11) | NC | AMS.ID ver. 13 | NO | NO | Grid-connected power from other sources | Asia Pacific | [18 empty] | Austria |  |  | Active
3280 | Yunnan Wenshan Yanlashan Hydropower Project | New Dam | China | Switzerland (Vitol SA) | Registered | Korean Foundation for Quality | - | Small | 15 | - | 7 renewable | 52.063 | 2009-03-07 | 2007-05-01 | 2009-10-01 | Registered: 26//11/10 | NC | AMS.ID ver. 13 | NO | NO | Grid-connected power from other sources | Asia Pacific | [18 empty] | Switzerland |  |  | Active
3109 | Lanxi Small Hydropower Project in Chengkou County, Chongqing City, China | New Dam | China | Japan (Mitsubishi) | Registered | Deloitte | Gaoxin Technical Development Co., Ltd. | Small | 8 | 8 | 7 renewable | 28.483 | 2009-03-07 | 2011-09-04 | 2014-01-02 | Registered: 08/04/10 | NC | AMS.ID ver. 13 | NO | NO | Grid-connected power from other sources | Asia Pacific | [18 empty] | Japan |  |  | Active
NYA | Electra Power CDM Project (JUN1025) | New and Existing Dams | Brazil | - | At validation | Bureau Veritas Certification Holding SAS | CARBOTRADER Ltda. | Small | 14.525 | - | 7 renewable | 5.235 | 2009-03-06 | 2010-01-07 | 2013-06-02 | Open for comment: 06/03/09 - 04/04/09 |  | AMS.ID ver. 13 | NO | NO | Grid-connected power from other sources | Latin America | [18 empty] | - |  |  | Active
4101 | Yunnan Lixianjiang Shimenkan Hydropower Project | New Dam | China | - | Registered | DNV | CWEME | Large | 130 | 20 | 7 renewable | 501.035 | 2009-03-04 | 2011-12-18 | 2014-01-02 | Registered: 05/02/11 | NC | ACM0002 ver. 9 | NO | YES | Grid-connected power from other sources | Asia Pacific | [18 empty] | - |  |  | Active
3434 | Palor Small Hydro Project | New Dam/'Run of the River' | India | Singapore (Mangalam Energy Development Co.) | Registered | DNV | Agrinergy Ltd | Small | 6 | - | 7 renewable | 14.624 | 2009-03-03 | 2010-02-15 | 2013-09-02 | Registered: 21/10/10 | NC | AMS.ID ver. 13 | NO | NO | Grid-connected power from other sources | Asia Pacific | [18 empty] | Singapore |  |  | Active
3270 | ARS Small Hydroelectric Power Plant + | New Dam | Brazil | - | Registered | SGS | MGM International SRL | Small | 6.66 | - | 7 renewable | 8.436 | 2009-02-28 | 2010-07-28 | 2013-06-02 | Registered: 11/07/10 | NC | AMS.ID ver. 13 | NO | NO | Grid-connected power from other sources | Latin America | [18 empty] | - |  |  | Active
NYA | 5 MW Binua Parai small hydroelectric project for a grid system, Himachal Pradesh | New Dam/'Run of the River' | India | - | At validation | TÜV-NORD | Anubhav Hydel Power Private Limited | Small | 5 | - | 7 renewable | 17.629 | 2009-02-27 | 2012-02-05 | 2013-08-02 | Open for comment: 27/02/09 - 28/03/09 |  | AMS.ID ver. 13 | NO | NO | Grid-connected power from other sources | Asia Pacific | [18 empty] | - |  |  | Active
3856 | 8 MW Cabulig River Mini-Hydroelectric Power Project | New Dam | Philippines | Spain (Asin Carbono S.L.) | Registered | Spanish Association for Standardisation and Certification | Endesa Carbono | Small | 8 | - | 7 renewable | 31.962 | 2009-02-27 | 2009-06-11 | 2011-05-01 | Registered: 11/12/10 | NC | AMS.ID ver. 13 | NO | NO | Grid-connected power from other sources | Asia Pacific | [18 empty] | Spain |  |  | Active
3478 | Guangxi Xinglong Small Hydropower Project | New Dam | China | Austria (CCET) + UK (Dept for Environment Food and Rural Affairs) | Registered | TÜV-Rheinland | LI Feng | Small | 10.8 | 25.83 | 7 renewable | 34.368 | 2009-02-24 | 2011-07-19 | 2013-08-02 | Registered: 13/08/10 | NC | AMS.ID ver. 13 | NO | NO | Grid-connected power from other sources | Asia Pacific | 20.278 | 2012-02-01 | 20.278 | [14 empty] | TÜV-Rheinland | Austria | UK |  | Active
1646 | Chengbu Miao Minority Autonomous County Liuma 6.4MW Hydro Power Station | New Dam | China | Netherlands (ČEZ a.s) | Registered | DNV | Enecore Carbon Limited | Small | 6.4 | - | 7 renewable | 21.259 | 2009-02-21 | 2010-01-02 | 2013-09-02 | Registered: 23/02/11 (18/07/11) | NC | AMS.ID ver. 13 | NO | NO | Grid-connected power from other sources | Asia Pacific | [18 empty] | Netherlands |  |  | Active
3096 | Sichuan Mabian River Zhouba Hydropower Station | New Dam | China | UK (JP Morgan) | Registered | DNV | Beijing Tianqing Power International CDM Consulting Co., Ltd | Large | 102 | 11 | 7 renewable | 344.132 | 2009-02-19 | 2008-12-30 | 2013-09-02 | Registered: 09/11/10 | NC | ACM0002 ver. 8 | NO | YES | Grid-connected power from other sources | Asia Pacific | 200.18 | 2012-02-03 | 200.18 | [14 empty] | China Quality Certification Centre (CQC) | UK |  |  | Active
NYA | 7.5 MW Brenwar Hydro Electric Project in Jammu & Kashmir | New Dam/'Run of the River' | India | - | At validation | TÜV-NORD | Gensol Consultants Pvt. Ltd., | Small | 7.5 | - | 10 fixed | 29.681 | 2009-02-19 | 2011-01-05 | 2013-04-02 | Open for comment: 19/02/09 - 20/03/09 |  | AMS.ID ver. 13 | NO | NO | Grid-connected power from other sources | Asia Pacific | [18 empty] | - |  |  | Active
3268 | Korea Hydro & Nuclear Power Co.(KHNP) Cheongpyeong Hydro Power Plant Unit 4 Project | Existing Dam | Republic of Korea | - | Registered | TÜV-SÜD | KKorea Power Engineering Company, Inc. | Large | 60 | - | 10 fixed | 27.144 | 2009-02-17 | 2012-07-01 | 2015-07-02 | Registered: 07/06/11 (30/09/11) | NC | ACM0002 ver. 8 | NO | YES | Grid-connected power from other sources | Asia Pacific | [18 empty] | - |  |  | Active
3022 | Rakchad Small Hydro Electric Project | New Dam/'Run of the River' | India | UK (Agrinergy) | Registered | DNV | Agrinergy Ltd | Small | 5 | - | 7 renewable | 22.605 | 2009-02-17 | 2011-07-07 | 2013-11-02 | Registered: 19/02/10 | NC | AMS.ID ver. 13 | NO | NO | Grid-connected power from other sources | Asia Pacific | [18 empty] | UK |  |  | Active
3101 | Yunnan Lujichang Hydropower Project | New Dam | China | UK (Trading Emissions PLC) | Registered | Korean Foundation for Quality | Coway International TechTrans Co., Ltd. | Large | 96 | 125.65 | 7 renewable | 311.117 | 2009-02-17 | 2011-01-02 | 2014-04-02 | Registered: 17/04/10 | NC | ACM0002 ver. 8 | NO | YES | Grid-connected power from other sources | Asia Pacific | 127.378 | 2012-05-11 | 127.378 | [14 empty] | DNV | UK |  |  | Active
3103 | Yunnan Qianchang Hydropower Project | New Dam | China | UK (Trading Emissions PLC) | Registered | Korean Foundation for Quality | Coway International TechTrans Co., Ltd. | Large | 114 | 146.45 | 7 renewable | 386.648 | 2009-02-17 | 2011-01-02 | 2013-11-02 | Registered: 07/05/10 | NC | ACM0002 ver. 8 | NO | YES | Grid-connected power from other sources | Asia Pacific | [18 empty] | UK |  |  | Active
NYA | Central Licán 17 MW Run-of-River Hydropower Project | New Dam | Chile | - | At validation | Bureau Veritas Certification Holding SAS | Empresa Eléctrica Licán S.A. | Large | 17 | - | 7 renewable | 39.836 | 2009-02-14 | 2013-01-02 | 2013-11-02 | Open for comment: 14/02/09 - 15/03/09 |  | AM0026 ver. 3 | NO | NO | Grid-connected power from other sources | Latin America | [18 empty] | - |  |  | Active
3417 | Gansu Longchanghe V&VI Bundled Hydro Power Project | New Dam | China | UK (Climate Bridge Ltd.) | Registered | TÜV-NORD | Climate Bridge Ltd | Small | 14.8 | - | 7 renewable | 40.281 | 2009-02-14 | 2011-12-17 | 2013-08-02 | Registered: 12/11/10 | NC | AMS.ID ver. 13 | NO | NO | Grid-connected power from other sources | Asia Pacific | 3.493 | 2012-03-07 | 3.493 | [14 empty] | TÜV-NORD | UK |  |  | Active
4625 | Maoyandong Stage IV Hydropower Project in Luxi County of Honghe Prefecture of Yunnan Province | New Dam | China | Finland (Nordic Carbon Fund KY) | Registered | TÜV-Rheinland | Beijing Jade International Environmental Information & Technology Co., Ltd. | Small | 15 | 8034 | 7 renewable | 56.811 | 2009-02-14 | 2012-08-17 | 2014-10-02 | Registered: 05/04/11 (27/06/11) | NC | AMS.ID ver. 13 | NO | NO | Grid-connected power from other sources | Asia Pacific | [18 empty] | Finland |  |  | Active
3386 | Gansu Longchanghe IV 5.4MW Hydro Power Project | New Dam | China | UK (Climate Bridge Ltd.) | Registered | TÜV-NORD | Climate Bridge Ltd | Small | 5.4 | - | 7 renewable | 14.758 | 2009-02-14 | 2011-07-17 | 2013-08-02 | Registered: 06/07/10 | NC | AMS.ID ver. 13 | NO | NO | Grid-connected power from other sources | Asia Pacific | 11.851 | 2012-01-26 | 11.851 | [14 empty] | TÜV-NORD | UK |  |  | Active
4453 | Dacaoba Hydropower Project in Mian County, Shaanxi Province, P.R.China | New Dam/'Run of the River' | China | Japan (Tepia Corporation Japan, Co. Ltd) | Registered | Applus | Shanghai Tepia Environmental Protection Co., Ltd | Small | 3.83 | - | 7 renewable | 9.994 | 2009-02-13 | 2011-07-10 | 2013-07-02 | Registered: 11/03/11 | NC | AMS.ID ver. 13 | NO | NO | Grid-connected power from other sources | Asia Pacific | [18 empty] | Japan |  |  | Active
3768 | Jilintai Stage II Hydropower Project, Nileke County, Xinjiang Uyghur Autonomous Region | New Dam | China | Japan (Kyushu Electric Power Co. Ltd) | Registered | TÜV-Rheinland | Beijing Changjiang River International Holding | Large | 50 | 31.25 | 7 renewable | 251.922 | 2009-02-10 | 2012-05-29 | 2013-09-02 | Registered: 03/12/10 | NC | ACM0002 ver. 8 | NO | YES | Grid-connected power from other sources | Asia Pacific | 128.007 | 2012-05-17 | 128.007 | [14 empty] | TÜV-NORD | Japan |  |  | Active
3402 | Guangxi Yizhou Sancha 21MW Hydropower Project | New Dam | China | Sweden (CAMS) | Registered | TÜV-NORD | CAMS | Large | 21 | 12.08 | 7 renewable | 61.367 | 2009-02-07 | 2010-08-16 | 2013-06-02 | Registered: 19/07/10 | NC | ACM0002 ver. 8 | NO | YES | Grid-connected power from other sources | Asia Pacific | 45.631 | 2011-09-19 | 45.631 | [14 empty] | China Environmental United Certification Center Co., Ltd (CEC | Sweden |  |  | Active
NYA | Shaanxi Ningshan Luotuoya Hydropower Co. Ltd Small Scale Hydro Project | New Dam | China | UK (Timing Carbon UK Ltd) + Switzerland (Vitol SA.) | At validation | TÜV-SÜD | Timing Carbon UK Ltd. and Ningshan Luotuoya Hydro Power Co. Ltd | Small | 14.75 | - | 7 renewable | 42.463 | 2009-02-07 | 2011-11-11 | 2013-07-02 | Open for comment: 07/02/09 - 08/03/09 |  | AMS.ID ver. 13 | NO | NO | Grid-connected power from other sources | Asia Pacific | [18 empty] | UK | Switzerland |  | Active
NYA | Somerset Upper Neluwa and Palmerston Small Scale Hydropower Project | New Dam/'Run of the River' | Sri Lanka | - | At validation | TÜV-NORD | Nature Solution Limited | Small | 4.45 | - | 7 renewable | 13.118 | 2009-02-06 | 8/1/2007 (Palmerston) and 10/1/09 (Neluwa) | 2013-06-02 | Open for comment: 06/02/09 - 07/03/09 |  | ACM0002 ver. 8 | NO | NO | Grid-connected power from other sources | Asia Pacific | [18 empty] | - |  |  | Active
NYA | Bundled Hydroelectric Project at Kolhapur District of Western Maharashtra | New Dam | India | - | At validation | Bureau Veritas Certification Holding SAS | Shree TatyaSaheb Kore Warna Sahakari Navshakti Nirman Sanstha, Ltd. and Verve Consulting Pvt. Ltd | Small | 8.5 | - | 10 fixed | 13.765 | 2009-02-06 | 2012-12-09 | 2010-07-04 | Open for comment: 06/02/09 - 07/03/09 |  | AMS.ID ver. 13 | NO | NO | Grid-connected power from other sources | Asia Pacific | [18 empty] | - | Switzerland |  | Active
2971 | Nam Gion Hydropower Project | New Dam | Vietnam | France (Orbeo) | Registered | TÜV-NORD | Energy and Environment Consultancy Joint Stock Company | Large | 20 | 56.09 | 7 renewable | 41.156 | 2009-01-31 | 2012-08-02 | 2015-09-02 | Registered: 07/03/10 | NC | ACM0002 ver. 8 | NO | NO | Grid-connected power from other sources | Asia Pacific | [18 empty] | France |  |  | Active
3034 | Nam Khot Hydropower Project | New Dam/'Run of the River' | Vietnam | France (Orbeo) | Registered | TÜV-NORD | Energy and Environment Consultancy Joint Stock Company | Small | 14 | - | 7 renewable | 28.61 | 2009-01-31 | 2012-03-02 | 2014-03-02 | Registered: 02/04/10 | NC | AMS.ID ver. 13 | NO | NO | Grid-connected power from other sources | Asia Pacific | [18 empty] | France |  |  | Active
3051 | Yan Tann Sien Hydropower Project | New Dam | Vietnam | France (Orbeo) | Registered | TÜV-NORD | Energy and Environment Consultancy Joint Stock Company | Large | 19.5 | 101.35 | 7 renewable | 39.752 | 2009-01-31 | 2012-03-02 | 2015-04-02 | Registered: 08/05/10 | NC | ACM0002 ver. 8 | NO | NO | Grid-connected power from other sources | Asia Pacific | [18 empty] | France |  |  | Active
4206 | Mezapa Small-Scale Hydroelectric Project | New Dam/'Run of the River' | Honduras | - | Registered | TÜV-SÜD | CantorCO2e | Small | 9.4 | - | 7 renewable | 27.652 | 2009-01-29 | 2012-04-02 | 2015-03-02 | Registered: 08/03/11 | NC | AMS.ID ver. 13 | NO | NO | Grid-connected power from other sources | Latin America | [18 empty] | - |  |  | Active
3667 | La Hieng 2 Hydropower Project | New Dam | Vietnam | Netherlands (Eneco Trade) | Registered | TÜV-Rheinland | INTRACO | Small | 15 | - | 7 renewable | 33.759 | 2009-01-28 | 2013-02-02 | 2015-07-02 | Registered: 27/10/10 | NC | AMS.ID ver. 13 | NO | NO | Grid-connected power from other sources | Asia Pacific | [18 empty] | Netherlands |  |  | Active
3922 | Baguari Hydropower Plant CDM Project Activity + | New Dam | Brazil | - | Registered | SGS | Ecopart Assessoria em Negócios Empresariais Ltda. | Large | 140 | 8.72 | 7 renewable | 63.234 | 2009-01-26 | 2006-08-15 | 2011-01-01 | Registered: 05/04/11 (21/07/11) | NC | ACM0002 ver. 8 | NO | YES | Grid-connected power from other sources | Latin America | [18 empty] | - |  |  | Active
3980 | Da Den Hydropower Project | New Dam | Vietnam | Switzerland (Climate Cent Foundation) | Registered | TÜV-Rheinland | INTRACO | Small | 9 | - | 7 renewable | 20.527 | 2009-01-26 | 2013-02-02 | 2014-01-02 | Registered: 08/01/11 | NC | AMS.ID ver. 13 | NO | NO | Grid-connected power from other sources | Asia Pacific | [18 empty] | Switzerland |  |  | Active
3589 | Ea Drang 2 Hydropower Project | New Dam | Vietnam | Netherlands (Eneco Trade) | Registered | TÜV-Rheinland | INTRACO | Small | 6.4 | 11.42 | 7 renewable | 15.059 | 2009-01-26 | 2012-02-02 | 2013-07-02 | Registered: 03/09/10 | NC | AMS.ID ver. 13 | NO | NO | Grid-connected power from other sources | Asia Pacific | [18 empty] | Netherlands |  |  | Active
NYA | HPP Foz do Rio Claro renewable energy generation Project | New Dam | Brazil | - | At validation | RINA | Biofinance | Large | 68.4 | 8.89 | 7 renewable | 32.486 | 2009-01-24 | 2011-04-02 | 2014-01-02 | Open for comment: 24/01/09 - 22/02/09 |  | ACM0002 ver. 8 | NO | YES | Grid-connected power from other sources | Latin America | [18 empty] | - |  |  | Active
NYA | Chanju I Hydro Electric Project | New Dam/'Run of the River' | India | UK (Agrinergy) | At validation | TÜV-SÜD | S.K.Goyal, Indo Arya Central Transport Ltd | Large | 36 | 2117.64 | 7 renewable | 125.017 | 2009-01-21 | 2013-03-02 | 2016-09-02 | Open for comment: 21/01/09 - 19/02/09 |  | ACM0002 ver. 8 | NO | YES | Grid-connected power from other sources | Asia Pacific | [18 empty] | UK |  |  | Active
2837 | Weiyuan River 72MW Hydropower Project in Jinggu County Simao District Yunnan Province | New Dam | China | Japan (Mitsubishi) | Registered | Deloitte | Guangzhou CER Environmental Technology Company Ltd | Large | 72 | 8.2 | 7 renewable | 207.232 | 2009-01-21 | 2009-07-02 | 2013-03-02 | Registered: 11/03/10 | NC | ACM0002 ver. 8 | NO | YES | Grid-connected power from other sources | Asia Pacific | 92.786 | 2011-09-05 | 92.786 | [14 empty] | LRQA | Japan |  |  | Active
3273 | Fujian Pucheng Taipingqiao Hydropower Project | New Dam/'Run of the River' | China | Japan (Marubeni Corporation) | Registered | JACO | Shanghai JEC Environmental Consultant Co., Ltd | Small | 6 | 12 | 7 renewable | 18.449 | 2009-01-20 | 2011-01-02 | 2013-01-02 | Registered: 18/12/10 | NC | AMS.ID ver. 13 | NO | NO | Grid-connected power from other sources | Asia Pacific | [18 empty] | Japan |  |  | Active
NYA | Shaanxi Ziyang Small Hydropower Stations Bundle Project | New Dam/'Run of the River' | China | Denmark (DONG Naturgas) | At validation | SGS | Caspervandertak Consulting + China Institute of Water Resource and Hydropower Research (IWHR) | Small | 14.7 | - | 7 renewable | 46.26 | 2009-01-20 | 2011-06-02 | 2013-07-02 | Open for comment: 20/01/09 - 18/02/09 |  | AMS.ID ver. 13 | NO | NO | Grid-connected power from other sources | Asia Pacific | [18 empty] | Denmark |  |  | Active
3271 | Fujian Shaowu Jinwei Hydropower Project | New Dam/'Run of the River' | China | Japan (Marubeni Corporation) | Registered | JACO | Shanghai JEC Environmental Consultant Co., Ltd | Large | 16 | 5.6 | 7 renewable | 43.914 | 2009-01-20 | 2010-11-02 | 2013-01-02 | Registered: 13/04/11 (11/07/11) | NC | ACM0002 ver. 8 | NO | NO | Grid-connected power from other sources | Asia Pacific | [18 empty] | Japan |  |  | Active
3824 | Fujian Jianyang Huangtangjia Hydropower Project | New Dam/'Run of the River' | China | Japan (Marubeni Corporation) | Registered | JACO | Shanghai JEC Environmental Consultant Co., Ltd | Small | 11 | 12 | 7 renewable | 33.107 | 2009-01-20 | 2010-10-02 | 2013-01-02 | Registered: 25/12/10 | NC | AMS.ID ver. 13 | NO | NO | Grid-connected power from other sources | Asia Pacific | [18 empty] | Japan |  |  | Active
4741 | Fujian Shaowu Jintang Hydropower Project | New Dam/'Run of the River' | China | Japan (Marubeni Corporation) | Registered | JACO | Shanghai JEC Environmental Consultant Co., Ltd | Small | 11.6 | 10.1 | 7 renewable | 35.089 | 2009-01-20 | 2010-12-02 | 2013-01-02 | Registered: 17/10/11 (05/10/12) | NC | AMS.ID ver. 13 | NO | NO | Grid-connected power from other sources | Asia Pacific | [18 empty] | Japan |  |  | Active
4237 | Fujian Jianyang Huilong Hydropower Project | New Dam/'Run of the River' | China | Japan (Marubeni Corporation) | Registered | JACO | Shanghai JEC Environmental Consultant Co., Ltd | Small | 5 | 10.2 | 7 renewable | 18.882 | 2009-01-20 | 2011-12-02 | 2013-01-02 | Registered: 26/03/11 | NC | AMS.ID ver. 13 | NO | NO | Grid-connected power from other sources | Asia Pacific | [18 empty] | Japan |  |  | Active
3050 | SDIC Gansu Yellow River Wujinxia Hydropower Project | New Dam | China | Netherlands (Arreon Carbon) | Registered | TÜV-NORD | Arreon Carbon UK + China National Investment Consulting Co., Ltd | Large | 140 | 113 | 7 renewable | 593.84 | 2009-01-17 | 2009-12-02 | 2013-07-02 | Registered: 11/06/10 | NC | ACM0002 ver. 8 | NO | YES | Grid-connected power from other sources | Asia Pacific | 332.272 | 2011-07-29 | 332.272 | [14 empty] | DNV | Netherlands |  |  | Active
4802 | Guangxi Guilin Dayun 11MW Small-Scale Hydropower Project | New Dam/'Run of the River' | China | Netherlands (ING Bank) | Registered | TÜV-Rheinland | Dai Wenyu | Small | 11 | - | 7 renewable | 40.385 | 2009-01-15 | 2012-09-02 | 2014-07-02 | Registered: 09/06/11 (05/09/11) | NC | AMS.ID ver. 13 | NO | NO | Grid-connected power from other sources | Asia Pacific | [18 empty] | Netherlands |  |  | Active
4776 | Run-of-the-river Hydroelectric Power Project in Uttarakhand by Alaknanda Hydro Power Company Limited | New Dam | India | UK (Cantor Fitzgerald Europe) | Registered | Bureau Veritas Certification Holding SAS | CantorCO2e | Large | 330 | 101.85 | 10 fixed | 1211.2 | 2009-01-14 | 2011-08-02 | 2015-08-02 | Registered: 09/06/11 (06/09/11) | NC | ACM0002 ver. 8 | NO | YES | Grid-connected power from other sources | Asia Pacific | [18 empty] | UK |  |  | Active
4759 | Kadamane Mini Hydel Scheme – 2 | New Dam/'Run of the River' | India | - | Registered | TÜV-SÜD | Nagarjuna Hydro Energy Private Limited | Small | 15 | - | 7 renewable | 48.195 | 2009-01-14 | 2011-10-02 | 2013-07-02 | Registered: 04/05/11 (20/07/11) | NC | ACM0002 ver. 8 | NO | NO | Grid-connected power from other sources | Asia Pacific | 32.681 | 2012-05-03 | 32.681 | [14 empty] | LRQA | - |  |  | Active
4576 | Vanala Small Scale Hydropower Project | New Dam/'Run of the River' | India | - | Registered | SGS | Him Urja Private Limited | Small | 15 | - | 10 fixed | 45.914 | 2009-01-13 | 2011-02-02 | 2013-04-02 | Registered: 29/03/11 (20/06/11) | NC | AMS.ID ver. 13 | NO | NO | Grid-connected power from other sources | Asia Pacific | [18 empty] | - |  |  | Active
NYA | Nayar Valley hydroelectric project at Pauri Garhwal, Uttarakhand | New Dam | India | - | At validation | TÜV-SÜD | Nayar Valley Hydel Company Private Limited | Large | 17 | 42, 27.93, 45.77, 37.31 | 10 fixed | 75.305 | 2009-01-13 | 2012-09-02 | 2016-06-02 | Open for comment: 13/01/09 - 11/02/09 |  | ACM0002 ver. 8 | NO | NO | Grid-connected power from other sources | Asia Pacific | [18 empty] | - |  |  | Active
NYA | Yunnan Futeng 11.55MW Hydropower Project | New Dam/'Run of the River' | China | Austria (Voestalpine AG) | At validation | TÜV-SÜD | Wang xiaoli, He xugang, Zhengli | Small | 11.55 | - | 7 renewable | 51.622 | 2009-01-06 | 2011-10-02 | 2013-08-02 | Open for comment: 06/01/09 - 04/02/09 |  | AMS.ID ver. 13 | NO | NO | Grid-connected power from other sources | Asia Pacific | [18 empty] | Austria |  |  | Active
3804 | Shaanxi Hanjiang Shuhe Hydropower Station | New Dam | China | UK (Green Hercules Trading Limited) | Registered | Japan Consulting Institute | Beijing Tianqing Power International CDM Consulting Co., Ltd | Large | 270 | 23.8 | 7 renewable | 783.298 | 2008-12-25 | 2010-06-02 | 2014-01-02 | Registered: 18/11/10 | NC | ACM0002 ver. 8 | NO | YES | Grid-connected power from other sources | Asia Pacific | 262.285 | 2012-03-02 | 59.71 | 2012-04-02 | 202.575 | [12 empty] | CEPREI | UK |  |  | Active
NYA | Hunan Midu 5.4MW Small-Scale Hydropower Project | New Dam | China | Netherlands (ING Bank) | At validation | TÜV-Rheinland | Dai Wenyu，Guoxin Tendering Corporation LTD | Small | 5.4 | - | 7 renewable | 22.168 | 2008-12-24 | 2011-09-02 | 2013-03-02 | Open for comment: 24/12/08 - 22/01/09 |  | AMS.ID ver. 13 | NO | NO | Grid-connected power from other sources | Asia Pacific | [18 empty] | Netherlands |  |  | Active
3967 | Hunan Taizhou 25MW Hydropower Station Project | New Dam | China | UK (Renaissance Carbon) | Registered | TÜV-Rheinland | China Institute of Water Resource and Hydropower Research (IWHR) + Beijing Zhongziguoyan Investment Consulting Center | Large | 25 | 12.3 | 7 renewable | 95.767 | 2008-12-23 | 2012-01-02 | 2013-10-02 | Registered: 16/12/10 | NC | ACM0002 ver. 8 | NO | YES | Grid-connected power from other sources | Asia Pacific | [18 empty] | UK |  |  | Active
2988 | Sichuan Pendaikou 18.9MW Hydropower Project | New Dam/'Run of the River' | China | Japan (Mitsubishi) | Registered | Deloitte | Beijing Ruichi Electric Power Information Technology Co. Ltd | Large | 18.9 | 5102 | 7 renewable | 66.28 | 2008-12-20 | 2012-01-02 | 2014-01-02 | Registered: 04/07/10 | NC | ACM0002 ver. 8 | NO | NO | Grid-connected power from other sources | Asia Pacific | [18 empty] | Japan |  |  | Active
NYA | Small Hydro Power Plants Santa Gabriela and Planalto | New Dam | Brazil | - | At validation | TÜV-NORD | Brennand Energia | Large | 41.75 | 7, 35 | 7 renewable | 38.898 | 2008-12-19 | 2012-08-02 | 2013-12-02 | Open for comment: 19/12/08 - 17/01/09 |  | ACM0002 ver. 8 | NO | YES | Grid-connected power from other sources | Latin America | [18 empty] | - |  |  | Active
3416 | Antu Gudonghe I Hydro Power Project | New Dam | China | UK (Climate Bridge Ltd.) | Registered | TÜV-NORD | Climate Bridge Ltd | Small | 3.2 | 39.3 | 7 renewable | 11.57 | 2008-12-19 | 2011-03-02 | 2013-05-02 | Registered: 13/11/10 | NC | AMS.ID ver. 13 | NO | NO | Grid-connected power from other sources | Asia Pacific | [18 empty] | UK |  |  | Active
3204 | Antu 303 Hydropower Project | New Dam/'Run of the River' | China | Sweden (CAMS) | Registered | TÜV-NORD | Shanghai Chuanji Investment Management Co.,Ltd | Small | 6 | - | 7 renewable | 24.81 | 2008-12-19 | 2010-04-02 | 2013-07-02 | Registered: 22/05/10 | NC | AMS.ID ver. 13 | NO | NO | Grid-connected power from other sources | Asia Pacific | 24.519 | 2012-01-03 | 24.519 | [14 empty] | LRQA | Sweden |  |  | Active
3810 | Tra Linh 3 Hydropower Project | New Dam | Vietnam | Germany (swb Erzeugung) | Registered | TÜV-NORD | Energy and Environment Consultancy Joint Stock Company | Small | 7.2 | - | 7 renewable | 14.854 | 2008-12-17 | 2010-07-02 | 2013-07-02 | Registered: 03/12/10 | NC | AMS.ID ver. 13 | NO | NO | Grid-connected power from other sources | Asia Pacific | 9.988 | 2012-06-01 | 9.988 | [14 empty] | TÜV-NORD | Germany |  |  | Active
3858 | Nam Ngan Hydropower Project | New Dam | Vietnam | Germany (swb Erzeugung) | Registered | TÜV-NORD | Energy and Environment Consultancy Joint Stock Company | Small | 13.5 | - | 7 renewable | 29.322 | 2008-12-17 | 2010-12-02 | 2013-01-02 | Registered: 13/12/10 | NC | AMS.ID ver. 13 | NO | NO | Grid-connected power from other sources | Asia Pacific | [18 empty] | Germany |  |  | Active
3255 | Ha Rao Quan Hydropower Project | New Dam | Vietnam | UK (Shell Trading) | Registered | TÜV-NORD | Energy and Environment Consultancy Joint Stock Company | Small | 6.4 | - | 7 renewable | 12.228 | 2008-12-17 | 2011-10-02 | 2013-09-02 | Registered: 27/05/10 | NC | AMS.ID ver. 13 | NO | NO | Grid-connected power from other sources | Asia Pacific | [18 empty] | UK |  |  | Active
3442 | Nam Chien 2 Hydropower Project | New Dam | Vietnam | UK (Shell Trading) | Registered | TÜV-NORD | Energy and Environment Consultancy Joint Stock Company | Large | 32 | 119.85 | 7 renewable | 66.563 | 2008-12-16 | 2011-10-02 | 2013-10-02 | Registered: 11/10/10 | A, B | ACM0002 ver. 8 | NO | YES | Grid-connected power from other sources | Asia Pacific | [18 empty] | UK |  |  | Active
3047 | Chongqing Longshui 8MW Hydro Power Project | New Dam/'Run of the River' | China | UK (Climate Bridge Ltd.) | Registered | TÜV-NORD | Climate Bridge Ltd | Small | 8 | - | 7 renewable | 27.676 | 2008-12-16 | 2009-06-02 | 2013-02-02 | Registered: 25/10/10 | NC | AMS.ID ver. 13 | NO | NO | Grid-connected power from other sources | Asia Pacific | 15.861 | 2012-04-27 | 15.861 | [14 empty] | China Quality Certification Centre (CQC) | UK |  |  | Active
3933 | Shaanxi Langao Xiangziba Hydropower Project | New Dam | China | - | Registered | TÜV-NORD | CPI Carbon Asset Management Co., Ltd | Small | 4.98 | 50 | 7 renewable | 20.347 | 2008-12-16 | 2012-01-02 | 2013-07-02 | Registered: 01/01/11 | NC | AMS.ID ver. 13 | NO | NO | Grid-connected power from other sources | Asia Pacific | [18 empty] | - |  |  | Active
NYA | LUIGA Hydropower Project in Mufindi District | New Dam/'Run of the River' | Tanzania | - | At validation | TÜV-NORD | Energy Changes Projektentwicklung GmbH | Small | 3 | - | 7 renewable | 10.964 | 2008-12-16 | 2013-01-02 | 2014-01-02 | Open for comment: 16/12/08 - 14/01/09 |  | AMS.ID ver. 13 | NO | NO | Grid-connected power from other sources | Africa & Middle East | [18 empty] | - |  |  | Active
3843 | Muong Kim Hydropower Project | New Dam | Vietnam | UK (Shell Trading) | Registered | TÜV-NORD | Energy and Environment Consultancy Joint Stock Company | Large | 34.5 | 220.22, 517.24, 90.59 | 7 renewable | 59.099 | 2008-12-16 | 2011-10-02 | 2013-09-02 | Registered: 26/07/11 | A, B | ACM0002 ver. 8 | NO | YES | Grid-connected power from other sources | Asia Pacific | [18 empty] | UK |  |  | Active
3256 | Coc Dam Hydropower Project | New Dam | Vietnam | UK (Shell Trading) | Registered | TÜV-NORD | Energy and Environment Consultancy Joint Stock Company | Small | 7.5 | - | 7 renewable | 16.473 | 2008-12-16 | 2011-02-02 | 2013-01-02 | Registered: 30/05/10 | NC | AMS.ID ver. 13 | NO | NO | Grid-connected power from other sources | Asia Pacific | [18 empty] | UK |  |  | Active
5534 | Chongqing Wuxi Yushan 4.8MW Hydro Power Project | New Dam/'Run of the River' | China | UK (Climate Bridge Ltd.) | Registered | TÜV-NORD | Climate Bridge Ltd | Small | 4.8 | - | 7 renewable | 19.864 | 2008-12-12 | 2011-08-02 | 2013-12-02 | Registered: 21/02/12 (11/05/12) | NC | AMS.ID ver. 13 | NO | NO | Grid-connected power from other sources | Asia Pacific | [18 empty] | UK |  |  | Active
NYA | Sichuan Ganluo Guzi Hydropower Station Project | New Dam/'Run of the River' | China | Switzerland (Vitol SA) | At validation | Bureau Veritas Certification Holding SAS | Caspervandertak Consulting + Gansu Tonghe Investment Project Consulting Co. Ltd | Small | 2.5 | - | 7 renewable | 11.647 | 2008-12-11 | 2011-07-02 | 2013-06-02 | Open for comment: 11/12/08 - 09/01/09 |  | AMS.ID ver. 13 | NO | NO | Grid-connected power from other sources | Asia Pacific | [18 empty] | Switzerland |  |  | Active
5262 | Sichuan Aba Heishui Bundled Hydropower Station Project | New Dam | China | Netherlands (Rabobank International) | Review requested | Bureau Veritas Certification Holding SAS | Easy Carbon Consultancy Co. Ltd | Large | 44.4 | 229, 379, 634 | 7 renewable | 163.77 | 2008-12-11 | 2012-04-02 | 2014-01-02 | Open for comment: 11/12/08 - 09/01/09 | NC | ACM0002 ver. 8 | NO | YES | Grid-connected power from other sources | Asia Pacific | [18 empty] | Netherlands |  |  | Active
NYA | 111 MW Sawra Kuddu Hydro Electric Power Project in Himachal Pradesh | New Dam | India | - | At validation | TÜV-NORD | Himachal Pradesh Power Corporation Ltd | Large | 111 | 449 | 10 fixed | 264.166 | 2008-12-11 | 2011-06-02 | 2014-01-02 | Open for comment: 11/12/08 - 09/01/09 |  | ACM0002 ver. 8 | NO | YES | Grid-connected power from other sources | Asia Pacific | [18 empty] | - |  |  | Active
NYA | Anhanguera Hydro Power Project | New Dam | Brazil | - | At validation | TÜV-SÜD | OneCarbon do Brasil Consultoria Ltda | Large | 22.68 | 11.06 | 7 renewable | 18.337 | 2008-12-11 | 2011-10-02 | 2013-11-02 | Open for comment: 11/12/08 - 09/01/09 |  | ACM0002 ver. 8 | NO | YES | Grid-connected power from other sources | Latin America | [18 empty] | - |  |  | Active
3879 | Gansu Huangshui Baichuan Hydropower Project | New Dam | China | Japan (Sumitomo) | Registered | TÜV-Rheinland | CWEME | Large | 36 | 39 | 7 renewable | 131.033 | 2008-12-10 | 2011-09-02 | 2014-03-02 | Registered: 31/12/10 | NC | ACM0002 ver. 8 | NO | YES | Grid-connected power from other sources | Asia Pacific | [18 empty] | Japan |  |  | Active
3545 | Yanapampa Hydroelectric Power Plant | New Dam/'Run of the River' | Peru | Spain (Deuman) | Registered | AENOR | Deuman | Small | 9 | - | 7 renewable | 30.76 | 2008-12-10 | 2013-01-02 | 2015-01-02 | Registered: 18/12/10 | NC | AMS.ID ver. 13 | NO | NO | Grid-connected power from other sources | Latin America | [18 empty] | Spain |  |  | Active
NYA | Pulelfu Hydroelectric Power Plant | New Dam/'Run of the River' | Chile | Spain (Deuman) | At validation | AENOR | Deuman | Small | 9.4 | - | 7 renewable | 19.865 | 2008-12-10 | 2012-06-02 | 2014-01-02 | Open for comment: 10/12/08 - 08/01/09 |  | AMS.ID ver. 13 | NO | NO | Grid-connected power from other sources | Latin America | [18 empty] | Spain |  |  | Active
2961 | Sichuan Fengyanbao 44MW Hydropower Project | New Dam/'Run of the River' | China | UK (Ecosecurities) | Registered | Korean Foundation for Quality | EcoSecurities | Large | 44 | - | 7 renewable | 186.03 | 2008-12-05 | 2011-09-02 | 2014-06-02 | Registered: 14/08/10 | NC | ACM0002 ver. 7 | NO | YES | Grid-connected power from other sources | Asia Pacific | [18 empty] | UK |  |  | Active
4546 | Binga Hydro Electrical Power Plant (BHEPP) rehabilitation project | Existing Dam | Philippines | Norway (SN Power Invest) | Registered | SGS | Perspectives GmbH + CaFiS Inc. | Large | 100 | - | 7 renewable | 49.146 | 2008-12-05 | 2013-04-02 | 2013-04-02 | Registered: 18/03/11 (09/06/11) | NC | ACM0002 ver. 7 | NO | YES | Grid-connected power from other sources | Asia Pacific | [18 empty] | Norway |  |  | Active
2990 | Sichuan Xiaohe 48MW Hydropower Project | New Dam | China | UK (Ecosecurities) | Registered | Korean Foundation for Quality | EcoSecurities | Large | 48 | 302.39 | 7 renewable | 205.013 | 2008-12-05 | 2011-09-02 | 2014-06-02 | Registered: 19/02/10 | NC | ACM0002 ver. 7 | NO | YES | Grid-connected power from other sources | Asia Pacific | [18 empty] | UK |  |  | Active
NYA | Shaanxi Guangming & Xiaojiapo 5.89 MW Small-scale Hydro Power Bundle Project | New Dam/'Run of the River' | China | Japan (Mitsubishi) | Validation terminated | TÜV-Rheinland | KOE Environmental Consultancy, Inc | Small | 5.89 | - | 7 renewable | 20.701 | 2008-12-04 | 2010-10-02 | 2013-07-02 | Open for comment: 04/12/08 - 02/01/09 |  | AMS.ID ver. 13 | NO | NO | Grid-connected power from other sources | Asia Pacific | [18 empty] | Japan |  |  | Inactive
NYA | Sichuan Xiaojin County Mengguqiao 24MW Hydro Power Project | New Dam | China | Japan (Mitsubishi) | Validation terminated | TÜV-Rheinland | KOE Environmental Consultancy, Inc | Large | 24 | 1092 | 7 renewable | 121.571 | 2008-12-04 | 2011-01-02 | 2013-07-02 | Open for comment: 04/12/08 - 02/01/09 |  | ACM0002 ver. 7 | NO | YES | Grid-connected power from other sources | Asia Pacific | [18 empty] | Japan |  |  | Inactive
3791 | La Paloma Hydroelectric Power Plant | Existing Dam | Chile | - | Registered | AENOR | Deuman | Small | 4.5 | - | 7 renewable | 7.923 | 2008-12-03 | 2012-05-02 | 2014-01-02 | Registered: 20/11/10 | NC | AMS.ID ver. 13 | NO | NO | Grid-connected power from other sources | Latin America | [18 empty] | - |  |  | Active
4092 | Beiji River Bundled Small Hydropower Project in Mianning County | New Dam/'Run of the River' | China | - | Registered | TÜV-Rheinland | CPI CARBON ASSET MANAGEMENT CO., LTD | Small | 5.86 | 1.6 | 7 renewable | 24.874 | 2008-11-28 | 2012-01-02 | 2013-11-02 | Registered: 16/02/11 | NC | AMS.ID ver. 13 | NO | NO | Grid-connected power from other sources | Asia Pacific | [18 empty] | - |  |  | Active
2933 | Hunan Tongdao Yaolaitan 5.55MW Hydro Power Project | New Dam | China | UK (Climate Bridge Ltd.) | Rejected | TÜV-NORD | Climate Bridge Ltd | Small | 5.55 | 41.6 | 7 renewable | 21.071 | 2008-11-27 | 2010-07-02 | 2013-01-02 | Rejected: 30/07/10 | NC | AMS.ID ver. 13 | NO | NO | Grid-connected power from other sources | Asia Pacific | [18 empty] | UK |  |  | Inactive
3095 | Gansu Tanchang County Shawan Hydropower Station Project | New Dam | China | Switzerland (Vitol SA) | Registered | TÜV-SÜD | Gansu Tonghe Investment Project Consulting | Large | 51 | 481 | 7 renewable | 156.649 | 2008-11-27 | 2012-05-02 | 2015-02-02 | Registered: 16/08/10 | NC | ACM0002 ver. 7 | NO | YES | Grid-connected power from other sources | Asia Pacific | [18 empty] | Switzerland |  |  | Active
3077 | Tianlin Baxin Hydropower Station | New Dam | China | Austria (Voestalpine AG) | Registered | TÜV-SÜD | CDM Center of Excellence Ltd | Small | 9 | 38.89 | 7 renewable | 27.121 | 2008-11-27 | 2010-05-02 | 2013-07-02 | Registered: 22/04/10 | NC | AMS.ID ver. 13 | NO | NO | Grid-connected power from other sources | Asia Pacific | [18 empty] | Austria |  |  | Active
3032 | Hubei Shenhe 4MW Hydro Power Project | New Dam | China | UK (Climate Bridge Ltd.) | Registered | TÜV-NORD | Climate Bridge Ltd | Small | 4 | 30 | 7 renewable | 11.546 | 2008-11-26 | 2011-03-02 | 2013-01-02 | Registered: 01/03/10 | NC | AMS.ID ver. 13 | NO | NO | Grid-connected power from other sources | Asia Pacific | 12.005 | 2012-01-06 | 8.795 | 2012-02-07 | 3.21 | [12 empty] | China Quality Certification Centre (CQC) | UK |  |  | Active
2932 | Tao River Lianlu Cascade II (Xiacheng) 37.5MW Hydropower Project in Gansu Province | New Dam | China | Japan (Sumitomo) | Registered | JACO | Gansu Huanzhou Information Technology Consultation Service Co., Ltd | Large | 37.5 | 66.49 | 7 renewable | 121.42 | 2008-11-22 | 2010-06-02 | 2013-10-02 | Registered: 06/09/10 | NC | ACM0002 ver. 7 | NO | YES | Grid-connected power from other sources | Asia Pacific | [18 empty] | Japan |  |  | Active
2931 | Tao River Lianlu Cascade I 66MW Hydropower Project in Gansu Province | New Dam | China | Japan (Sumitomo) | Registered | JACO | Gansu Huanzhou Information Technology Consultation Service Co., Ltd | Large | 66 | 97.06 | 7 renewable | 202.675 | 2008-11-22 | 2010-06-02 | 2013-10-02 | Registered: 29/01/10 | NC | ACM0002 ver. 7 | NO | YES | Grid-connected power from other sources | Asia Pacific | [18 empty] | Japan |  |  | Active
3011 | Hunan Lengshuijiang Langshitan 36MW Hydropower Project | New Dam | China | Japan (Mitsui & Co.) | Registered | DNV | Caspervandertak Consulting + Beijing White Stone New Investment Consulting Co., Ltd | Large | 36 | 6.6 | 7 renewable | 123.86 | 2008-11-21 | 2009-01-02 | 2013-03-02 | Registered: 26/06/10 | NC | ACM0002 ver. 7 | NO | YES | Grid-connected power from other sources | Asia Pacific | 164.374 | 2011-06-30 | 61.141 | 2012-05-18 | 103.233 | [12 empty] | BV Cert | Japan |  |  | Active
4597 | Gu’ertu River Cascade Stage III 13.5MW Hydropower Project | New Dam/'Run of the River' | China | Japan (Electric Power Development Co. Ltd) | Registered | TÜV-SÜD | Beijing Changjiang River International Holding | Small | 13.5 | - | 7 renewable | 37.035 | 2008-11-19 | 2012-03-02 | 2013-05-02 | Registered: 22/06/11 (08/09/11) | NC | AMS.ID ver. 13 | NO | NO | Grid-connected power from other sources | Asia Pacific | [18 empty] | Japan |  |  | Active
NYA | Small Hydro Power Plants of Engano River | New Dam | Brazil | - | At validation | SGS | Service Energy + PricewaterhouseCooper | Large | 16 | 77, 126, 217 | 7 renewable | 26.409 | 2008-11-19 | 2012-07-02 | 2013-06-02 | Open for comment: 19/11/08 - 18/12/08 |  | ACM0002 ver. 7 | NO | NO | Grid-connected power from other sources | Latin America | [18 empty] | - |  |  | Active
NYA | Erpu 10MW small scale hydropower project of Yuexi County in Sichuan Province | New Dam/'Run of the River' | China | Netherlands (China Carbon N.V.) | At validation | TÜV-Rheinland | Intan carbon international environmental (Peking) Co. Ltd | Small | 10 | - | 7 renewable | 51.166 | 2008-11-18 | 2012-06-02 | 2014-10-02 | Open for comment: 18/11/08 - 17/12/08 |  | AMS.ID ver. 13 | NO | NO | Grid-connected power from other sources | Asia Pacific | [18 empty] | Netherlands |  |  | Active
2999 | EL BOTE Small Hydroelectric Plant and Rural Electrification project | New Dam | Nicaragua | - | Rejected | ICONTEC | ATDER-BL | Small | 0.94 | 702.54 | 7 renewable | 4.391 | 2008-11-18 | 2011-11-02 | 2013-01-02 | Rejected: 08/03/11 | NC | AMS.ID ver. 13 | NO | NO | Grid-connected power from other sources | Latin America | [18 empty] | - |  |  | Inactive
2804 | Fugong Latudi River Hydropower Station | New Dam/'Run of the River' | China | Netherlands (Essent Energy Trading BV) | Registered | TÜV-NORD | Beijing Tianqing Power International CDM Consulting, Co., Ltd | Large | 18.9 | - | 7 renewable | 66.099 | 2008-11-14 | 2011-03-02 | 2013-07-02 | Registered: 04/12/09 | NC | ACM0002 ver. 7 | NO | NO | Grid-connected power from other sources | Asia Pacific | 52.913 | 2011-12-13 | 52.913 | [14 empty] | China Quality Certification Centre (CQC) | Netherlands |  |  | Active
NYA | 1.5 MW Small Hydro Project at Yeleswaram, East Godavari Dist., Andhra Pradesh | Existing Dam | India | - | At validation | TÜV-NORD | Manihamsa Power Projects Limited | Small | 1.5 | - | 7 renewable | 6.428 | 2008-11-13 | 2012-05-02 | 2013-04-02 | Open for comment: 13/11/08 - 12/12/08 |  | AMS.ID ver. 13 | NO | NO | Grid-connected power from other sources | Asia Pacific | [18 empty] | - |  |  | Active
NYA | Shidiaolou 15MW Hydropower Project | New Dam/'Run of the River' | China | Japan (Mitsubishi) | At validation | TÜV-Rheinland | Beijing E&E International Technology Co., Ltd | Small | 15 | - | 7 renewable | 60.764 | 2008-11-13 | 2011-09-02 | 2013-05-02 | Open for comment: 13/11/08 - 12/12/08 |  | AMS.ID ver. 13 | NO | NO | Grid-connected power from other sources | Asia Pacific | [18 empty] | Japan |  |  | Active
3157 | Diebu Lazikou II 5.1MW Hydro Power Project | New Dam/'Run of the River' | China | UK (Climate Bridge Ltd.) | Registered | TÜV-NORD | Climate Bridge Ltd | Small | 5.1 | 191 | 7 renewable | 20.396 | 2008-11-13 | 2010-04-02 | 2013-01-02 | Registered: 26/04/10 | NC | AMS.ID ver. 13 | NO | NO | Grid-connected power from other sources | Asia Pacific | 11.373 | 2012-01-13 | 11.373 | [14 empty] | China Quality Certification Centre (CQC) | UK |  |  | Active
NYA | Songlinhe Cascade-1 45MW Hydropower Project | New Dam/'Run of the River' | China | Japan (Mitsubishi Corporation) | Validation negative | DNV | Beijing Ruichi Electric Power Information Technology Co. Ltd. | Large | 45 | 6534 | 7 renewable | 200.953 | 2008-11-12 | 2005-12-02 | 2009-02-01 | Open for comment: 12/11/08 - 11/12/08 | NC | ACM0002 ver. 7 | NO | Yes | Grid-connected power from other sources | Asia Pacific | [18 empty] | Japan |  |  | Inactive
NYA | Yunnan Yongren Wanma River Hongshiyan Hydropower Station | New Dam/'Run of the River' | China | UK (JP Morgan) | Validation terminated | TÜV-NORD | Beijing Tianqing Power International CDM Consulting Co., Ltd | Small | 8 | - | 7 renewable | 29.229 | 2008-11-12 | 2009-05-02 | 2013-07-02 | Open for comment: 12/11/08 - 11/12/08 |  | AMS.ID ver. 13 | NO | NO | Grid-connected power from other sources | Asia Pacific | [18 empty] | UK |  |  | Inactive
2910 | K-water 0.96MW bundle small-scale hydroelectric power plants project | New Dam | Republic of Korea | - | Registered | Korea Energy Management Corporation (KEMCO) | Ecoeye, Korea Water Resources Corporation | Small | 0.96 | - | 7 renewable | 2.987 | 2008-11-08 | 2012-08-02 | 2015-01-02 | Registered: 29/11/09 | NC | AMS.ID ver. 13 | NO | NO | Grid-connected power from other sources | Asia Pacific | [18 empty] | - |  |  | Active
3598 | Manglad Small Hydroelectric Project | New Dam/'Run of the River' | India | - | Registered | DNV | SMEC | Small | 4.5 | - | 7 renewable | 19.932 | 2008-11-07 | 2012-05-02 | 2014-02-02 | Registered: 18/09/10 | NC | AMS.ID ver. 13 | NO | NO | Grid-connected power from other sources | Asia Pacific | 12.459 | 2012-03-02 | 12.459 | [14 empty] | DNV | - |  |  | Active
NYA | Sichuan Jiulong Sanyahe 1st Cascade Hydropower Station Project | New Dam | China | Switzerland (Vitol SA) | At validation | TÜV-NORD | Caspervandertak Consulting | Large | 18 | 90000 | 7 renewable | 69.623 | 2008-11-06 | 2012-08-02 | 2014-11-02 | Open for comment: 06/11/08 - 05/12/08 |  | ACM0002 ver. 7 | NO | NO | Grid-connected power from other sources | Asia Pacific | [18 empty] | Switzerland |  |  | Active
NYA | Yunnan Luoping Seyi Hydropower Station | New Dam | China | UK (JP Morgan) | Validation terminated | TÜV-NORD | Beijing Tianqing Power International CDM Consulting | Large | 20 | 23.12 | 7 renewable | 71.69 | 2008-11-06 | 2008-09-02 | 2013-07-02 | Open for comment: 06/11/08 - 05/12/08 |  | ACM0002 ver. 7 | NO | NO | Grid-connected power from other sources | Asia Pacific | [18 empty] | UK |  |  | Inactive
3484 | Dak Ne Hydro Power Project + | New Dam | Vietnam | Germany (RWE Power AG) | Registered | TÜV-Rheinland | INTRACO | Small | 8.1 | 270 | 7 renewable | 22.522 | 2008-10-31 | 2012-04-02 | 2013-10-02 | Registered: 28/08/10 | NC | AMS.ID ver. 13 | NO | NO | Grid-connected power from other sources | Asia Pacific | [18 empty] | Germany |  |  | Active
NYA | Teesta Stage – III, Run-of-The-River, Hydro Electric Project (Teesta Stage – III, RoR, HEP) | New Dam/'Run of the River' | India | - | At validation | DNV | Energy Infratech | Large | 1200 | 4722.55 | 10 fixed | 4333.658 | 2008-10-31 | 2011-11-02 | 2015-08-02 | Open for comment: 31/10/08 - 29/11/08 |  | ACM0002 ver. 7 | NO | YES | Grid-connected power from other sources | Asia Pacific | [18 empty] | - |  |  | Active
3790 | Quanzhou Liupu Hydropower Project | New Dam/'Run of the River' | China | - | Registered | TÜV-Rheinland | Tsinghua University | Small | 15 | - | 7 renewable | 51.143 | 2008-10-29 | 2011-11-02 | 2013-01-02 | Registered: 12/09/11 (23/11/11) | NC | AMS.ID ver. 13 | NO | NO | Grid-connected power from other sources | Asia Pacific | [18 empty] | - |  |  | Active
4154 | Gansu Shuigouping Small Hydropower Project | New Dam/'Run of the River' | China | Netherlands (MGM Carbon Portfolio) | Registered | TÜV-SÜD | Gansu Huike Center for Transferring on Resource and Environmental Technology | Small | 9 | - | 7 renewable | 53.086 | 2008-10-28 | 2011-08-02 | 2013-07-02 | Registered: 26/02/11 | NC | AMS.ID ver. 13 | NO | NO | Grid-connected power from other sources | Asia Pacific | [18 empty] | Netherlands |  |  | Active
2927 | Hydro Electric Power Project of Celerity Power Pvt. Ltd | Existing Dam | India | - | Registered | SGS | Celerity power | Small | 7 | - | 10 fixed | 19.187 | 2008-10-28 | 2011-10-02 | 2013-03-02 | Registered: 22/03/10 | NC | AMS.ID ver. 13 | NO | NO | Grid-connected power from other sources | Asia Pacific | 16.103 | 2012-04-26 | 16.103 | [14 empty] | DNV | - |  |  | Active
NYA | Guangxi Laibin Dishui River Hydro Power Stations+ | New Dam | China | UK (IXIS) | At validation | TÜV-SÜD | Tsinghua University | Large | 19.6 | 20.42 | 7 renewable | 93.882 | 2008-10-25 | 2008-09-02 | 2013-01-02 | Open for comment: 25/10/08 - 23/11/08 |  | ACM0002 ver. 7 | NO | NO | Grid-connected power from other sources | Asia Pacific | [18 empty] | UK |  |  | Active
NYA | Amberd Cascade Small Scale Hydroelectric CDM project | ? | Armenia | Germany (EnBW Trading GmbH) | At validation | TÜV-SÜD | Energocor | Small | 11.54 | - | 10 fixed | 12.008 | 2008-10-25 | 2012-06-02 | 2013-03-02 | Open for comment: 25/10/08 - 23/11/08 |  | AMS.ID ver. 13 | NO | NO | Grid-connected power from other sources | Europe | [18 empty] | Germany |  |  | Active
2875 | Saiwuduo Hydropower Project in Gansu Province | New Dam | China | Netherlands (MGM Carbon Portfolio) | Registered | DNV | Gansu Huike Center for Transferring on Resource and Environmental Technology | Large | 20 | 48.78 | 7 renewable | 68.29 | 2008-10-25 | 2012-03-02 | 2013-07-02 | Registered: 16/03/10 | NC | ACM0002 ver. 7 | NO | NO | Grid-connected power from other sources | Asia Pacific | 55.991 | 2012-03-13 | 55.991 | [14 empty] | TÜV-NORD | Netherlands |  |  | Active
2596 | Fujian Pingnan Jinzaoqiao Hydropower Project | New Dam | China | Japan (Sumitomo) | Registered | JACO | Shanghai JEC Environmental Consultant Co. | Large | 66 | 23.74 | 7 renewable | 137.34 | 2008-10-24 | 2011-01-02 | 2013-03-02 | Registered: 22/12/09 | NC | ACM0002 ver. 7 | NO | YES | Grid-connected power from other sources | Asia Pacific | 269.621 | 2011-05-04 | 124.243 | 2012-02-06 | 145.378 | [12 empty] | Japan Consulting Institute | Japan |  |  | Active
3345 | Sichuan Leshan Ebian Ejingxiang Hydro Power Project + | New Dam | China | Netherlands (MGM Carbon Portfolio) | Registered | TÜV-SÜD | Leshan Science and Technology Bureau of Sichuan Province, Tsinghua University | Large | 40 | 1067 | 7 renewable | 172.513 | 2008-10-23 | 2011-06-02 | 2013-07-02 | Registered: 08/10/11 | NC | ACM0002 ver. 7 | NO | YES | Grid-connected power from other sources | Asia Pacific | [18 empty] | Netherlands |  |  | Active
NYA | Guangxi Long’an Jinjitan Hydro Power Project+ | New Dam | China | Switzerland (Ecoinvest) | At validation | TÜV-SÜD | Tsinghua University | Large | 72 | 4.78 | 7 renewable | 223.359 | 2008-10-23 | 2007-07-02 | 2013-01-02 | Open for comment: 23/10/08 - 21/11/08 |  | ACM0002 ver. 7 | NO | YES | Grid-connected power from other sources | Asia Pacific | [18 empty] | Switzerland |  |  | Active
NYA | Sichuan Mabian County Yanfeng Hydropower Station Project | New Dam | China | Switzerland (Vitol SA) | At validation | TÜV-NORD | Caspervandertak, Beijing Baishi (White Stone) Xinye Investment Consultings Co. | Large | 35 | 787 | 7 renewable | 174.756 | 2008-10-23 | 2011-01-02 | 2013-06-02 | Open for comment: 23/10/08 - 21/11/08 |  | ACM0002 ver. 7 | NO | YES | Grid-connected power from other sources | Asia Pacific | [18 empty] | Switzerland |  |  | Active
NYA | Sichuan Mabian County Yukong Hydropower Station | New Dam/'Run of the River' | China | Switzerland (Vitol SA) | At validation | TÜV-NORD | Caspervandertak, Beijing Baishi (White Stone) Xinye Investment Consultings Co. | Small | 7.5 | - | 7 renewable | 37.469 | 2008-10-23 | 2011-03-02 | 2013-03-02 | Open for comment: 23/10/08 - 21/11/08 |  | AMS.ID ver. 13 | NO | NO | Grid-connected power from other sources | Asia Pacific | [18 empty] | Switzerland |  |  | Active
NYA | Sichuan Liangshan Huidong Yanba Bundled Hydro Power Project+ | New Dam/'Run of the River' | China | Netherlands (MGM Carbon Portfolio) | At validation | TÜV-SÜD | Leshan Science and Technology Bureau of Sichuan Province, Tsinghua University | Small | 8 | - | 7 renewable | 99.136 | 2008-10-23 | 2011-01-02 | 2013-01-02 | Open for comment: 23/10/08 - 21/11/08 |  | AMS.ID ver. 13 | NO | NO | Grid-connected power from other sources | Asia Pacific | [18 empty] | Netherlands |  |  | Active
2899 | Hunan Sanjiangkou 50MW Hydropower Expansion Project + | Existing Dam | China | Japan (Sumitomo) | Registered | TÜV-SÜD | CWEME | Large | 50 | - | 7 renewable | 115.656 | 2008-10-23 | 2010-12-02 | 2013-01-02 | Registered: 15/03/10 | NC | ACM0002 ver. 7 | NO | YES | Grid-connected power from other sources | Asia Pacific | 109.605 | 2011-11-30 | 109.605 | [14 empty] | DNV | Japan |  |  | Active
2955 | Guizhou Tongzihe Yuanmanguan Hydropower Project + | New Dam | China | Netherlands (Rabobank International) | Registered | TÜV-SÜD | Easy Carbon | Large | 40 | 11.05 | 7 renewable | 116.466 | 2008-10-22 | 2011-02-02 | 2013-06-02 | Registered: 05/05/10 | NC | ACM0002 ver. 7 | NO | YES | Grid-connected power from other sources | Asia Pacific | 75.427 | 2011-12-01 | 75.427 | [14 empty] | DNV | Netherlands |  |  | Active
4713 | Hunan Zhugaotan Hydropower Project | New Dam | China | UK (Camco International) | Registered | TÜV-Rheinland | Hunan CDM Project Service Center | Large | 33 | 11 | 7 renewable | 98.11 | 2008-10-22 | 2011-09-02 | 2013-07-02 | Registered: 04/05/11 (19/07/11) | NC | ACM0002 ver. 7 | NO | YES | Grid-connected power from other sources | Asia Pacific | [18 empty] | UK |  |  | Active
4115 | 8MW Bundled Hydropower Project in Hubei Province | New Dam/'Run of the River' | China | Sweden (CAMS) | Registered | SGS | Changsha University of Science & Technology | Small | 8 | - | 7 renewable | 34.773 | 2008-10-22 | 2011-01-02 | 2013-01-02 | Registered: 18/02/11 (18/07/11) | NC | AMS.ID ver. 13 | NO | NO | Grid-connected power from other sources | Asia Pacific | [18 empty] | Sweden |  |  | Active
4993 | Hydroelectric Project in Kinnaur District in Himachal Pradesh | New Dam/'Run of the River' | India | - | Review requested | TÜV-NORD | Jaypee Group | Large | 1000 | 1621.93 | 10 fixed | 3585.374 | 2008-10-21 | 2009-11-02 | 2015-08-02 | Review period: 03/03/12 - 30/03/12 | NC | ACM0002 ver. 7 | NO | YES | Grid-connected power from other sources | Asia Pacific | [18 empty] | - |  |  | Active
4111 | 24MW Yunnan Deze Hydropower Project | New Dam/'Run of the River' | China | Switzerland (Vitol SA) | Registered | TÜV-NORD | Shanghai Xintan Investment Management Co. | Large | 24 | 16.42 | 7 renewable | 101.051 | 2008-10-21 | 2010-10-02 | 2013-07-02 | Registered: 24/02/11 | NC | ACM0002 ver. 7 | NO | YES | Grid-connected power from other sources | Asia Pacific | [18 empty] | Switzerland |  |  | Active
3392 | Jiaoyuanba hydropower project in Gansu Province | New Dam/'Run of the River' | China | Netherlands (MGM Carbon Portfolio) | Registered | DNV | Gansu Huike Center for Technology Transferring on Resource and Environment | Large | 25 | 260 | 7 renewable | 103.394 | 2008-10-21 | 2011-08-02 | 2013-07-02 | Registered: 19/11/10 | NC | ACM0002 ver. 7 | NO | YES | Grid-connected power from other sources | Asia Pacific | [18 empty] | Netherlands |  |  | Active
2580 | Yunnan Yunpeng Hydropower Project | New Dam | China | Japan (Mitsubishi) | Registered | Deloitte | Beijing Ruichi Electric Power Information Technology | Large | 25 | 17.09 | 7 renewable | 706.166 | 2008-10-21 | 2009-12-02 | 2013-06-02 | Registered: 26/02/10 | NC | ACM0002 ver. 7 | NO | YES | Grid-connected power from other sources | Asia Pacific | 613.32 | 2010-12-23 | 82.451 | 2011-04-26 | 250.555 | 2011-11-24 | 280.314 | [10 empty] | SGS | Japan |  |  | Active
NYA | Longzhou 2nd Hydro Power Project+ | New Dam | China | Sweden (Ecosecurities) | At validation | TÜV-SÜD | EcoSecurities | Small | 15 | 6.247 | 7 renewable | 36.738 | 2008-10-18 | 2009-09-02 | 2012-12-02 | Open for comment: 18/10/08 - 16/11/08 |  | AMS.ID ver. 13 | NO | NO | Grid-connected power from other sources | Asia Pacific | [18 empty] | Sweden |  |  | Active
NYA | 10 MW Manjanadka Hydro project, Karnataka | New Dam/'Run of the River' | India | - | At validation | TÜV-NORD | ICF International | Small | 10 | - | 10 fixed | 30.702 | 2008-10-18 | 2013-01-02 | 2014-01-02 | Open for comment: 18/10/08 - 16/11/08 |  | ACM0002 ver. 7 | NO | NO | Grid-connected power from other sources | Asia Pacific | [18 empty] | - |  |  | Active
4664 | Liuyuan Hydropower Project in Gansu Province | New Dam | China | Switzerland (Vitol SA) | Registered | TÜV-Rheinland | Gansu Huike Center for Transferring on Resource and Environmental Technology | Large | 25 | 125 | 7 renewable | 119.407 | 2008-10-18 | 2011-11-02 | 2014-01-02 | Registered: 16/08/11 (18/11/11) | NC | ACM0002 ver. 7 | NO | YES | Grid-connected power from other sources | Asia Pacific | [18 empty] | Switzerland |  |  | Active
2729 | 5 MW Chirchind Grid-Connected SHP in Himachal Pradesh | New Dam/'Run of the River' | India | - | Registered | SGS | Chirchind Hydro Power Limited | Small | 5 | - | 7 renewable | 19.949 | 2008-10-18 | 2011-02-02 | 2013-01-02 | Registered: 26/10/09 | NC | AMS.ID ver. 13 | NO | NO | Grid-connected power from other sources | Asia Pacific | [18 empty] | - |  |  | Active
NYA | 6 MW Dadupur Hydro Power Project in Haryana | New Dam/'Run of the River' | India | - | At validation | TÜV-NORD | ICF International | Small | 6 | - | 7 renewable | 23.208 | 2008-10-17 | 2011-02-02 | 2013-01-02 | Open for comment: 17/10/08 - 15/11/08 |  | AMS.ID ver. 13 | NO | NO | Grid-connected power from other sources | Asia Pacific | [18 empty] | - |  |  | Active
2863 | Hubei Enshi Laodukou Hydropower Station | New Dam | China | Japan (Marubeni Corporation) | Registered | TÜV-Rheinland | Beijing Tianqing Power International CDM Consulting | Large | 90 | 15.625 | 7 renewable | 238.245 | 2008-10-17 | 2011-08-02 | 2013-07-02 | Registered: 02/01/10 | NC | ACM0002 ver. 7 | NO | YES | Grid-connected power from other sources | Asia Pacific | 270.057 | 2011-04-01 | 85.212 | 2012-01-03 | 184.845 | [12 empty] | BV Cert | Japan |  |  | Active
NYA | Shimian Dagoutou Hydropower Project | New Dam/'Run of the River' | China | Japan (J-TEC Co. Ltd) | At validation | Japan Consulting Institute | Shanghai JEC Environmental Consultant Co. | Small | 3.2 | - | 7 renewable | 14.168 | 2008-10-16 | 2011-01-02 | 2013-01-02 | Open for comment: 16/10/08 - 14/11/08 |  | AMS.ID ver. 13 | NO | NO | Grid-connected power from other sources | Asia Pacific | [18 empty] | Japan |  |  | Active
NYA | Small hydropower projects at Belihul Oya and Assupiniella+ | New Dam/'Run of the River' | Sri Lanka | - | Validation terminated | DNV | International Resources Group | Small | 6.5 | - | 7 renewable | 19.211 | 2008-10-16 | 2006-05-02 | 2012-12-02 | Open for comment: 16/10/08 - 14/11/08 |  | AMS.ID ver. 13 | NO | NO | Grid-connected power from other sources | Asia Pacific | [18 empty] | - |  |  | Inactive
NYA | Jiulong Wanbao Hydropower Project | New Dam/'Run of the River' | China | Japan (J-TEC Co. Ltd) | Validation terminated | Japan Consulting Institute | Shanghai JEC Environmental Consultant Co. | Small | 5.8 | - | 7 renewable | 26.971 | 2008-10-16 | 2012-03-02 | 2013-03-02 | Open for comment: 16/10/08 - 14/11/08 |  | AMS.ID ver. 13 | NO | NO | Grid-connected power from other sources | Asia Pacific | [18 empty] | Japan |  |  | Inactive
2926 | Shimian Haiyang Hydropower Project | New Dam/'Run of the River' | China | Japan (J-TEC Co. Ltd) | Rejected | Japan Consulting Institute | Shanghai JEC Environmental Consultant Co. | Small | 3.2 | - | 7 renewable | 16.108 | 2008-10-16 | 2011-02-02 | 2013-01-02 | Rejected: 30/07/10 | NC | AMS.ID ver. 13 | NO | NO | Grid-connected power from other sources | Asia Pacific | [18 empty] | Japan |  |  | Inactive
2592 | Sichuan Yonghe Yulong Hydropower Project | New Dam/'Run of the River' | China | Japan (J-TEC Co. Ltd) | Registered | Japan Consulting Institute | Shanghai JEC Environmental Consultant Co. | Small | 2.06 | - | 7 renewable | 9.524 | 2008-10-16 | 2011-02-02 | 2013-01-02 | Registered: 24/08/09 | NC | AMS.ID ver. 13 | NO | NO | Grid-connected power from other sources | Asia Pacific | 10.307 | 2012-05-11 | 10.307 | [14 empty] | Japan Consulting Institute | Japan |  |  | Active
2616 | Shimian Danihe Hydropower Project | New Dam/'Run of the River' | China | Japan (J-TEC Co. Ltd) | Registered | Japan Consulting Institute | Shanghai JEC Environmental Consultant Co. | Small | 5 | - | 7 renewable | 26.035 | 2008-10-16 | 2010-12-02 | 2013-01-02 | Registered: 28/08/09 | NC | AMS.ID ver. 13 | NO | NO | Grid-connected power from other sources | Asia Pacific | 35.078 | 2012-05-29 | 35.078 | [14 empty] | Japan Consulting Institute | Japan |  |  | Active
2878 | An Diem 2 Hydropower Project | New Dam | Vietnam | UK (MGM Carbon Portfolio) | Registered | DNV | Energy and Environment Consultancy Joint Stock Company | Large | 15.6 | 256 | 7 renewable | 39.555 | 2008-10-16 | 2010-12-02 | 2013-07-02 | Registered: 14/12/09 | B, O | ACM0002 ver. 7 | NO | NO | Grid-connected power from other sources | Asia Pacific | [18 empty] | UK |  |  | Active
4996 | Pampeana and Terra Santa Small Hydropower Plants Project Activity | New Dam/'Run of the River' | Brazil | - | Req. registration | TÜV-NORD | Ecoinv Global | Large | 55.4 | 6.71 & 4.38 | 7 renewable | 34.44 | 2008-10-15 | 2010-05-02 | 2013-07-02 | Review period: 10/05/12 - 06/06/12 | NC | ACM0002 ver. 7 | YES | YES | Grid-connected power from other sources | Latin America | [18 empty] | - |  |  | Active
NYA | El Paso 30 MW Hydropower Project, Las Damas River | New Dam/'Run of the River' | Chile | - | At validation | DNV | CAMCO | Large | 30 | 490 | 7 renewable | 64.872 | 2008-10-15 | 2012-12-02 | 2015-03-02 | Open for comment: 15/10/08 - 13/11/08 |  | AM0026 ver. 3 | NO | YES | Grid-connected power from other sources | Latin America | [18 empty] | - |  |  | Active
NYA | San Andrés 30 MW Hydropower Project, San Andrés River | New Dam/'Run of the River' | Chile | - | At validation | DNV | CAMCO | Large | 30 | 500 | 7 renewable | 53.856 | 2008-10-15 | 2015-01-02 | 2015-01-02 | Open for comment: 15/10/08 - 13/11/08 |  | AM0026 ver. 3 | NO | YES | Grid-connected power from other sources | Latin America | [18 empty] | - |  |  | Active
NYA | 4.05 MW Champamati small hydro power project | New Dam/'Run of the River' | India | - | At validation | TÜV-NORD | Hayen Hydel Power Company | Small | 4.05 | - | 7 renewable | 6.994 | 2008-10-14 | 2012-07-02 | 2013-05-02 | Open for comment: 14/10/08 - 12/11/08 |  | AMS.ID ver. 13 | NO | NO | Grid-connected power from other sources | Asia Pacific | [18 empty] | - |  |  | Active
NYA | Da Ilha and Jararaca Small Hydropower Plants Project Activity | New Dam/'Run of the River' | Brazil | - | At validation | TÜV-NORD | Ecoinv Global | Large | 54 | 16.56 &38.39 | 7 renewable | 62.719 | 2008-10-14 | 2008-06-02 | 2013-07-02 | Open for comment: 14/10/08 - 12/11/08 |  | ACM0002 ver. 7 | YES | YES | Grid-connected power from other sources | Latin America | [18 empty] | - |  |  | Active
3164 | Yunnan Baoshan Tenglongqiao Stage II Hydropower Plant | New Dam | China | Netherlands (Standard Bank) | Registered | TÜV-NORD | Beijing Karbon Energy Investment and Consulting Co | Large | 27 | 26.21 | 7 renewable | 255.412 | 2008-10-14 | 2008-01-18 | 2010-01-07 | Registered: 26/11/10 | NC | ACM0002 ver. 7 | NO | YES | Grid-connected power from other sources | Asia Pacific | 113.557 | 2012-02-20 | 113.557 | [14 empty] | Japan Consulting Institute | Netherlands |  |  | Active
2625 | Yunnan Maguan Laqi Hydropower Project + | New Dam | China | Spain (Endesa Generación S.A.) | Registered | DNV | Easy Carbon, China Water Investment Group Corporation | Large | 50 | 1256 | 7 renewable | 185.514 | 2008-10-14 | 2010-08-02 | 2013-09-02 | Registered: 08/04/10 | NC | ACM0002 ver. 7 | NO | YES | Grid-connected power from other sources | Asia Pacific | 132.531 | 2011-06-30 | 132.531 | [14 empty] | BV Cert | Spain |  |  | Active
NYA | Guangxi Yongfu Longxi Hydroelectric Power Project in Yongfu County | New Dam/'Run of the River' | China | Spain (Fondo de Carbono de la Empresa Espanola) | Validation terminated | DNV | Guangxi Design Institute of Local Electricity | Small | 11 | - | 7 renewable | 32.329 | 2008-10-11 | 2009-04-02 | 2012-11-02 | Open for comment: 11/10/08 - 09/11/08 |  | AMS.ID ver. 13 | NO | NO | Grid-connected power from other sources | Asia Pacific | [18 empty] | Spain |  |  | Inactive
NYA | Guangxi Yongfu Liyutan Hydropower Project | New Dam/'Run of the River' | China | Spain (Fondo de Carbono de la Empresa Espanola) | Validation terminated | DNV | Guangxi Design Institute of Local Electricity | Small | 12.6 | 16.9 | 7 renewable | 36.435 | 2008-10-11 | 2008-10-02 | 2012-11-02 | Open for comment: 11/10/08 - 09/11/08 |  | AMS.ID ver. 13 | NO | NO | Grid-connected power from other sources | Asia Pacific | [18 empty] | Spain |  |  | Inactive
NYA | Datankou Hydro Electric Project + | New Dam | China | Sweden (Ecosecurities) | Validation terminated | DNV | EcoSecurities | Small | 15 | - | 7 renewable | 51.163 | 2008-10-11 | 2013-05-02 | 2013-05-02 | Open for comment: 11/10/08 - 09/11/08 |  | AMS.ID ver. 13 | NO | NO | Grid-connected power from other sources | Asia Pacific | [18 empty] | Sweden |  |  | Inactive
5145 | 18 MW Singatalur-Huligudda Mini Hydel Project, Karnataka, India + | Existing Dam | India | - | Registered | DNV | Thungabhadra Power Private | Large | 18 | - | 10 fixed | 44.736 | 2008-10-11 | 2009-02-02 | 2012-12-02 | Registered: 13/09/11 (08/12/11) | NC | ACM0002 ver. 7 | NO | NO | Grid-connected power from other sources | Asia Pacific | [18 empty] | - |  |  | Active
2736 | 24 MW Shamburi Mini Hydel Project, Karnataka+ | New Dam/'Run of the River' | India | - | Registered | DNV | Rithwik Projects | Large | 24 | - | 10 fixed | 63.643 | 2008-10-11 | 2010-11-02 | 2013-04-02 | Registered: 16/11/09 | NC | ACM0002 ver. 7 | NO | YES | Grid-connected power from other sources | Asia Pacific | [18 empty] | - |  |  | Active
NYA | Barro Blanco Hydroelectric Power Plant Project | New Dam | Panama | - | At validation | AENOR | NOVOTEC CONSULTORES S.A. | Large | 19.99 | 8.53 | 7 renewable | 46.071 | 2008-10-10 | 2015-02-02 | 2015-03-02 | Open for comment: 10/10/08 - 08/11/08 |  | ACM0002 ver. 7 | NO | NO | Grid-connected power from other sources | Latin America | [18 empty] | - |  |  | Active
3830 | Guayacán Hydroelectric Project | New Dam/'Run of the River' | Chile | - | Registered | SGS | CantorCO2e | Small | 10.4 | - | 7 renewable | 23.096 | 2008-10-10 | - | 2013-10-02 | Registered: 30/04/11 | NC | AMS.ID ver. 13 | NO | NO | Grid-connected power from other sources | Latin America | [18 empty] | - |  |  | Active
3348 | Kuitun River Laolongkou Hydropower Project | New Dam/'Run of the River' | China | Japan (Electric Power Development Co. Ltd) | Registered | TÜV-Rheinland | Beijing Changjiang River International Holding | Small | 10 | - | 7 renewable | 32.738 | 2008-10-10 | 2011-10-02 | 2013-01-02 | Registered: 09/11/10 | NC | AMS.ID ver. 13 | NO | NO | Grid-connected power from other sources | Asia Pacific | [18 empty] | Japan |  |  | Active
4337 | Trueno River Hydroelectric Power Plant | New Dam/'Run of the River' | Chile | - | Registered | SGS | CantorCO2e | Small | 5.8 | - | 7 renewable | 12.302 | 2008-10-10 | 2012-06-02 | 2014-01-02 | Registered: 01/04/11 | NC | AMS.ID ver. 13 | NO | NO | Grid-connected power from other sources | Latin America | [18 empty] | - |  |  | Active
3364 | Xiangcheng County Maxionggou Hydropower Project | New Dam/'Run of the River' | China | Japan (Electric Power Development Co. Ltd) | Registered | TÜV-Rheinland | Beijing Changjiang River International Holding | Small | 12 | - | 7 renewable | 29.76 | 2008-10-10 | 2012-02-02 | - | Registered: 20/11/10 | NC | AMS.ID ver. 13 | NO | NO | Grid-connected power from other sources | Asia Pacific | [18 empty] | Japan |  |  | Active
2850 | Sichuan Muli River Dashawan Hydropower Station | New Dam/'Run of the River' | China | Switzerland (Vitol SA) | Registered | TÜV-SÜD | Beijing Tianqing Power International CDM Consulting, CasperVanderTak | Large | 240 | 826.7 | 7 renewable | 1127.651 | 2008-10-10 | 2010-06-02 | 2013-10-02 | Registered: 19/04/10 | NC | ACM0002 ver. 7 | NO | YES | Grid-connected power from other sources | Asia Pacific | [18 empty] | Switzerland |  |  | Active
2691 | Hubei Wufeng Tangjia River Hydropower Bundled Project | New Dam | China | Netherlands (EcoSecurities) | Registered | TÜV-NORD | EcoSecurities | Small | 12 | - | 7 renewable | 36.913 | 2008-10-10 | 2012-01-02 | 2013-06-02 | Registered: 08/01/10 | NC | AMS.ID ver. 13 | NO | NO | Grid-connected power from other sources | Asia Pacific | [18 empty] | Netherlands |  |  | Active
3703 | Lingyun County Haokun Hydropower Project + | New Dam | China | Japan (Kansai Electric Power) | Registered | Bureau Veritas Certification Holding SAS | Beijing Changjiang River International Holding | Large | 25.5 | 5.35 | 7 renewable | 68.088 | 2008-10-09 | 2009-06-02 | 2013-01-02 | Registered: 06/01/11 | NC | ACM0002 ver. 7 | NO | YES | Grid-connected power from other sources | Asia Pacific | 19.279 | 2012-05-25 | 19.279 | [14 empty] | TÜV-Rheinland | Japan |  |  | Active
2688 | Fugong Labuluo Hydropower Project | New Dam/'Run of the River' | China | Japan (Mitsubishi) | Registered | Korea Energy Management Corporation (KEMCO) | Mitsubishi UFJ Securities Co | Large | 24 | 16380 | 7 renewable | 73.665 | 2008-10-09 | 2011-10-02 | 2013-08-02 | Registered: 02/10/09 | NC | ACM0002 ver. 7 | NO | YES | Grid-connected power from other sources | Asia Pacific | 62.781 | 2011-12-28 | 62.781 | [14 empty] | China Environmental United Certification Center Co., Ltd (CEC) | Japan |  |  | Active
2879 | Yunnan Province Luxi City Wanma River 2nd Level Hydropower Station | New Dam/'Run of the River' | China | Japan (Electric Power Development Co. Ltd) | Rejected | TÜV-Rheinland | Beijing Tianqing Power International CDM Consulting, CasperVanderTak, Enecore carbon | Large | 18.9 | 945 | 7 renewable | 72.832 | 2008-10-08 | 2011-10-02 | 2013-06-02 | Rejected: 30/07/10 | NC | ACM0002 ver. 7 | NO | NO | Grid-connected power from other sources | Asia Pacific | [18 empty] | Japan |  |  | Inactive
2872 | Taibai Guanyinxia Hydropower Station | New Dam | China | Japan (Electric Power Development Co. Ltd) | Registered | TÜV-Rheinland | Beijing Tianqing Power International CDM Consulting, CasperVanderTak, Enecore carbon | Large | 26 | 81.25 | 7 renewable | 74.449 | 2008-10-08 | 2010-06-02 | 2013-06-02 | Registered: 25/12/09 | NC | ACM0002 ver. 7 | NO | YES | Grid-connected power from other sources | Asia Pacific | 69.354 | 2011-10-20 | 69.354 | [14 empty] | JQA | Japan |  |  | Active
2799 | Hunan Shatian Hydroelectric Project | Existing Dam | China | UK (Ecosecurities) | Rejected | Korea Energy Management Corporation (KEMCO) | EcoSecurities | Large | 50 | - | 10 fixed | 62.531 | 2008-10-07 | 2010-06-02 | 2013-06-02 | Failed Additionality Test: 26/11/10 | NC | ACM0002 ver. 7 | NO | YES | Grid-connected power from other sources | Asia Pacific | [18 empty] | UK |  |  | Inactive
2796 | Hunan Yongzhou Hydro Bundled Project | New Dam/'Run of the River' | China | Sweden (Ecosecurities) | Registered | Korea Energy Management Corporation (KEMCO) | EcoSecurities | Small | 9.55 | - | 7 renewable | 29.884 | 2008-10-07 | 2009-11-02 | 2013-04-02 | Registered: 20/04/10 | NC | AMS.ID ver. 13 | NO | NO | Grid-connected power from other sources | Asia Pacific | [18 empty] | Sweden |  |  | Active
2960 | Chongqing Jinjiaba HydroElectric Project | New Dam | China | UK (Ecosecurities) | Registered | Korean Foundation for Quality | EcoSecurities | Large | 75 | 15.5 | 7 renewable | 209.643 | 2008-10-01 | 2011-01-02 | 2014-06-02 | Registered: 08/06/10 | NC | ACM0002 ver. 7 | NO | YES | Grid-connected power from other sources | Asia Pacific | [18 empty] | UK |  |  | Active
3821 | Mannapitlu Small Hydel Project | New Dam/'Run of the River' | India | - | Rejected | SGS | Bobba Aviation Services | Small | 15 | - | 10 fixed | 38.207 | 2008-10-01 | 2012-02-02 | 2013-01-02 | Rejected: 07/04/11 | NC | AMS.ID ver. 13 | NO | NO | Grid-connected power from other sources | Asia Pacific | [18 empty] | - |  |  | Inactive
NYA | Qingyageng 6 MW Hydropower Project in Qinghai Province | New Dam | China | Switzerland (Vitol SA) | At validation | TÜV-SÜD | Cleanergy Investment Service (Beijing) Co., Ltd | Small | 6 | 545 | 7 renewable | 21.804 | 2008-10-01 | 2012-10-02 | 2014-01-02 | Open for comment: 01/10/08 - 30/10/08 |  | AMS.ID ver. 13 | NO | NO | Grid-connected power from other sources | Asia Pacific | [18 empty] | Switzerland |  |  | Active
2456 | Jiema Hydro Power Project | New Dam/'Run of the River' | China | UK (Ecosecurities) | Registered | Korean Foundation for Quality | EcoSecurities | Large | 20 | - | 7 renewable | 91.717 | 2008-10-01 | 2010-03-02 | 2013-03-02 | Registered: 12/07/09 | NC | ACM0002 ver. 7 | NO | NO | Grid-connected power from other sources | Asia Pacific | 28.622 | 2011-03-16 | 28.622 | [14 empty] | BV Cert | UK |  |  | Active
2769 | China Qinghai 42MW Jiangyuan hydropower project | New Dam | China | Japan (Marubeni Corporation) | Registered | JACO | S.D.F (Beijing) consulting co. Ltd | Large | 42 | 423 | 7 renewable | 153.65 | 2008-10-01 | 2010-09-02 | 2013-01-02 | Registered: 31/03/10 | NC | ACM0002 ver. 7 | NO | YES | Grid-connected power from other sources | Asia Pacific | 72.453 | 2012-04-04 | 72.453 | [14 empty] | TÜV-SÜD | Japan |  |  | Active
2793 | Santana I SHP CDM Project (JUN 1118) | New Dam | Brazil | - | Registered | TÜV-NORD | CARBOTRADER Ltda. | Small | 13.1 | - | 7 renewable | 13.246 | 2008-10-01 | 2012-07-02 | 2014-03-02 | Registered: 11/01/10 |  | AMS.ID ver. 13 | NO | NO | Grid-connected power from other sources | Latin America | [18 empty] | - |  |  | Active
3529 | Sichuan Miyi Chengnan 15MW Hydropower Project | New Dam/'Run of the River' | China | France (Orbeo) | Registered | TÜV-SÜD | Hangzhou Carbon Trade Environment Engineering Co. | Small | 15 | - | 7 renewable | 68.832 | 2008-09-30 | 2011-10-02 | 2013-03-02 | Registered: 14/08/10 | NC | AMS.ID ver. 13 | NO | NO | Grid-connected power from other sources | Asia Pacific | 32.199 | 2011-09-12 | 32.199 | [14 empty] | DNV | France |  |  | Active
3015 | Yunnan Kegonghe 10MW Hydropower Project | New Dam/'Run of the River' | China | Japan (Mitsubishi) | Registered | Deloitte | Yunnan CDM Technical Service Center | Small | 10 | - | 7 renewable | 42.323 | 2008-09-30 | 2010-05-02 | 2013-01-02 | Registered: 26/11/10 | NC | AMS.ID ver. 13 | NO | NO | Grid-connected power from other sources | Asia Pacific | [18 empty] | Japan |  |  | Active
2891 | Ta Niet Hydro Power Project | New Dam/'Run of the River' | Vietnam | Sweden (CAMS) | Registered | DNV | RCEE | Small | 3.6 | 37.1 | 7 renewable | 12.366 | 2008-09-27 | 2010-03-02 | 2013-01-02 | Registered: 21/11/09 | A, B | AMS.ID ver. 13 | NO | NO | Grid-connected power from other sources | Asia Pacific | [18 empty] | Sweden |  |  | Active
3357 | Yunnan Ma'er Hydro Power Project | New Dam/'Run of the River' | China | Finland (Fine Carbon Fund Ky) | Registered | TÜV-SÜD | International Center on Small Hydropower (ICSHP) | Large | 24 | 17285 | 7 renewable | 81.052 | 2008-09-26 | 2006-12-20 | 2010-02-01 | Registered: 06/12/10 | NC | ACM0002 ver. 11 | NO | YES | Grid-connected power from other sources | Asia Pacific | [18 empty] | Finland |  |  | Active
NYA | Ma’er Hydro Power Project | New Dam | China | Finland (Fine Carbon Fund Ky) | At validation | TÜV-SÜD | International Centre for Small Hydro Power | Large | 24 | 48290 | 7 renewable | 80.904 | 2008-09-26 | 2011-03-02 | 2013-05-02 | Open for comment: 26/09/08 - 25/10/08 |  | ACM0002 ver. 7 | NO | YES | Grid-connected power from other sources | Asia Pacific | [18 empty] | Finland |  |  | Active
4015 | 4MW AMDB Perting Mini Hydro Project | New Dam/'Run of the River' | Malaysia | - | Rejected | TÜV-Rheinland | SV Carbon | Small | 4 | - | 10 fixed | 17.212 | 2008-09-26 | 2011-09-02 | 2013-01-02 | Rejected: 28/06/11 | NC | AMS.ID ver. 13 | NO | NO | Grid-connected power from other sources | Asia Pacific | [18 empty] | - |  |  | Inactive
NYA | Pucara Hydropower Plant (HPP) | New Dam | Peru | Spain (Engil Axil) + Germany (Fichtner Carbon Management) | At validation | TÜV-SÜD | Fichtner | Large | 191.4 | 30.72 | 7 renewable | 696.15 | 2008-09-26 | 2015-10-02 | 2016-01-02 | Open for comment: 25/09/08 - 24/10/08 |  | ACM0002 ver. 7 | YES | YES | Grid-connected power from other sources | Latin America | [18 empty] | Spain | Germany |  | Active
5802 | Yunxi Cascade Hydropower Project in Chun’an | New Dam/'Run of the River' | China | UK (Mandarin Global Carbon) | Registered | TÜV-Rheinland | CAMCO | Small | 5 | - | 7 renewable | 9.317 | 2008-09-26 | 2011-11-02 | 2013-07-02 | Registered: 16/02/12 (02/05/12) | NC | AMS.ID ver. 13 | NO | NO | Grid-connected power from other sources | Asia Pacific | [18 empty] | UK |  |  | Active
2842 | Hunan Xiaotan Hydropower Project | New Dam | China | Netherlands (OneCarbon) | Registered | TÜV-SÜD | Hunan CDM Project Service Center | Large | 20 | 30.77 | 7 renewable | 74.861 | 2008-09-26 | 2011-06-02 | 2013-10-02 | Registered: 23/06/10 | NC | ACM0002 ver. 7 | NO | NO | Grid-connected power from other sources | Asia Pacific | [18 empty] | Netherlands |  |  | Active
2531 | Hubei Dahebian Hydropower Project of China | New Dam/'Run of the River' | China | Japan (Mitsubishi) | Registered | Japan Consulting Institute | AGET | Small | 10 | - | 7 renewable | 27.657 | 2008-09-25 | 2012-03-02 | 2013-09-02 | Registered: 20/07/09 | NC | AMS.ID ver. 13 | NO | NO | Grid-connected power from other sources | Asia Pacific | [18 empty] | Japan |  |  | Active
2738 | Ping An Yiji 6MW Hydropower Project in Chongqing City | New Dam | China | Switzerland (Vitol SA) | Registered | TÜV-SÜD | Cleanergy Investment Service (Beijing) Co., Ltd | Small | 6 | 3571 | 7 renewable | 20.729 | 2008-09-25 | 2011-10-02 | 2013-05-02 | Registered: 17/10/09 | NC | AMS.ID ver. 13 | NO | NO | Grid-connected power from other sources | Asia Pacific | [18 empty] | Switzerland |  |  | Active
2841 | Dangshun 15.1 MW Hydropower Project in Qinghai Province | New Dam | China | Switzerland (Vitol SA) | Registered | TÜV-SÜD | Cleanergy Investment Service (Beijing) Co., Ltd | Large | 15.1 | 192.2 | 7 renewable | 51.73 | 2008-09-25 | 2011-07-02 | 2013-07-02 | Registered: 28/12/09 | NC | ACM0002 ver. 7 | NO | NO | Grid-connected power from other sources | Asia Pacific | 34.716 | 2012-02-08 | 34.716 | [14 empty] | RINA | Switzerland |  |  | Active
NYA | BAESA CDM Project | New Dam | Brazil | - | Validation terminated | Bureau Veritas Certification Holding SAS | Eduardo Baltar de Souza Leão | Large | 708 | - | 7 renewable | 309.196 | 2008-09-20 | 2002-09-09 | 2009-08-01 | Open for comment: 20/09/08 - 19/10/08 | A, SD | ACM0002 ver. 7 | NO | Yes | Grid-connected power from other sources | Latin America | [18 empty] | - |  |  | Inactive
NYA | Chuzachen Hydroelectric Project | New Dam | India | - | At validation | TÜV-NORD | Gati Infrastructure | Large | 99 | 1945 | 7 renewable | 491.178 | 2008-09-20 | 2011-03-02 | 2014-04-02 | Open for comment: 20/09/08 - 19/10/08 |  | ACM0002 ver. 7 | NO | YES | Grid-connected power from other sources | Asia Pacific | [18 empty] | - |  |  | Active
4896 | Liangfengke Hydropower Project in Gansu Province | New Dam/'Run of the River' | China | Netherlands (MGM Carbon Portfolio) | Registered | TÜV-SÜD | Gansu Huike Center for Transferring on Resource and Environmental Technology | Large | 52.5 | 131 | 7 renewable | 200.028 | 2008-09-19 | 2012-03-02 | 2015-01-02 | Registered: 09/09/11 (16/12/11) | NC | ACM0002 ver. 7 | NO | YES | Grid-connected power from other sources | Asia Pacific | [18 empty] | Netherlands |  |  | Active
4787 | Yunnan Yingjiang Xiangbai River Lushan Hydropower Station | New Dam/'Run of the River' | China | Italy (ENEL) | Registered | TÜV-SÜD | Beijing Tianqing Power International CDM Consulting, Enecore Carbon | Small | 12.6 | - | 7 renewable | 45.555 | 2008-09-19 | 2011-12-02 | 2013-09-02 | Registered: 01/02/12 (19/04/12) | NC | AMS.ID ver. 13 | NO | NO | Grid-connected power from other sources | Asia Pacific | [18 empty] | Italy |  |  | Inactive
2846 | Fenglin Hydropower Project | New Dam | China | Sweden (CAMS) | Registered | TÜV-SÜD | Shanghai Chuanji Investment Management | Large | 32 | 22.74 | 7 renewable | 101.146 | 2008-09-19 | 2010-10-02 | 2013-11-02 | Registered: 19/04/10 | NC | ACM0002 ver. 7 | NO | YES | Grid-connected power from other sources | Asia Pacific | [18 empty] | Sweden |  |  | Active
2959 | Chengkou County Huangan River Lijiaba Hydroelectric Project | New Dam/'Run of the River' | China | Sweden (Ecosecurities) | Registered | TÜV-Rheinland | EcoSecurities | Small | 12 | - | 7 renewable | 37.746 | 2008-09-19 | 2011-09-02 | 2013-04-02 | Registered: 14/01/10 | NC | AMS.ID ver. 13 | NO | NO | Grid-connected power from other sources | Asia Pacific | 33.348 | 2012-01-27 | 33.348 | [14 empty] | TÜV-SÜD | Sweden |  |  | Active
NYA | 2.5 MW Suman Sarwari Hydro Electric Project (Suman Sarwari HEP)+ | New Dam/'Run of the River' | India | - | At validation | DNV | Perspectives | Small | 2.5 | - | 10 fixed | 13.955 | 2008-09-16 | 2010-08-02 | 2013-01-02 | Open for comment: 16/09/08 - 15/10/08 |  | AMS.ID ver. 13 | NO | NO | Grid-connected power from other sources | Asia Pacific | [18 empty] | - |  |  | Active
2839 | Chongqing Pengshui Sanjiangkou Hydropower Station | New Dam | China | Italy (ENEL) | Registered | TÜV-SÜD | Beijing Tianqing Power International CDM Consulting | Large | 30 | 11.24 | 7 renewable | 95.081 | 2008-09-16 | 2009-06-02 | 2014-01-02 | Registered: 13/04/10 | NC | ACM0002 ver. 7 | NO | YES | Grid-connected power from other sources | Asia Pacific | [18 empty] | Italy |  |  | Active
2782 | Chongqing Pengshui Longmenxia Hydropower Station Project | New Dam | China | Italy (ENEL) | Registered | TÜV-SÜD | Beijing Tianqing Power International CDM Consulting | Large | 23 | 10.2 | 7 renewable | 68.333 | 2008-09-16 | 2012-07-02 | 2014-07-02 | Registered: 13/12/09 | NC | ACM0002 ver. 7 | NO | YES | Grid-connected power from other sources | Asia Pacific | [18 empty] | Italy |  |  | Active
3678 | Xinjiang Aksu Tumuxiuke Hydropower Project | New Dam/'Run of the River' | China | Netherlands (Electrabel) | Registered | DNV | China Fulin Windpower Development Corporation | Large | 48 | - | 7 renewable | 226.226 | 2008-09-11 | 2012-02-02 | 2013-10-02 | Registered: 03/11/10 | NC | ACM0002 ver. 7 | NO | YES | Grid-connected power from other sources | Asia Pacific | 106.567 | 2011-12-30 | 106.567 | [14 empty] | SGS | Netherlands |  |  | Active
NYA | Ouro Small Hydropower Plant – Brennand CDM Project Activity | New Dam | Brazil | - | At validation | TÜV-SÜD | Ecoinv Global | Large | 16 | 177.8 | 7 renewable | 12.261 | 2008-09-10 | 2011-01-02 | 2013-07-02 | Open for comment: 10/09/08 - 09/10/08 |  | ACM0002 ver. 7 | YES | NO | Grid-connected power from other sources | Latin America | [18 empty] | - |  |  | Active
4482 | Yunnan Amojiang Sanjiangkou Hydropower Project | New Dam | China | Belgium (Electabel) | Registered | DNV | China Fulin Windpower Development Corporation | Large | 99 | 31.7 | 7 renewable | 323.437 | 2008-09-10 | 2011-05-02 | 2014-01-02 | Registered: 22/02/11 | NC | ACM0002 ver. 7 | NO | YES | Grid-connected power from other sources | Asia Pacific | 71.664 | 2011-12-27 | 71.664 | [14 empty] | SGS | Belgium |  |  | Active
2812 | Yunnan Lincang City Nanlinghe 1st level Small-scale Hydropower Project | New Dam/'Run of the River' | China | Japan (Mitsubishi) | Rejected | Deloitte | AGET | Small | 8 | - | 7 renewable | 26.868 | 2008-09-10 | 2011-08-02 | 2013-01-02 | Rejected: 30/07/10 | NC | AMS.ID ver. 13 | NO | NO | Grid-connected power from other sources | Asia Pacific | [18 empty] | Japan |  |  | Inactive
NYA | Yunnan Mengdianhe & Mengjiahe Hydropower Project+ | New Dam/'Run of the River' | China | Netherlands (Energy Systems International B.V.) | At validation | DNV | Millennium Capital Services | Large | 64 | - | 7 renewable | 222.553 | 2008-09-09 | 2009-12-02 | 2013-01-02 | Open for comment: 09/09/08 - 08/10/08 |  | ACM0002 ver. 7 | NO | YES | Grid-connected power from other sources | Asia Pacific | [18 empty] | Netherlands |  |  | Active
3165 | Hainan Gezhen Hydropower Project | New Dam/'Run of the River' | China | Netherlands (Standard Bank) | Registered | TÜV-NORD | Additional Consulting and Engineering | Large | 80 | 8.85 | 7 renewable | 121.898 | 2008-09-04 | 2011-01-02 | 2013-09-02 | Registered: 07/02/11 | NC | ACM0002 ver. 7 | NO | YES | Grid-connected power from other sources | Asia Pacific | [18 empty] | Netherlands |  |  | Active
2367 | Phu Mau 5.6 MW small scale run-of-river hydropower project | New Dam/'Run of the River' | Vietnam | Switzerland (Vitol SA) | Registered | Korea Energy Management Corporation (KEMCO) | KYOTOenergy | Small | 5.6 | - | 7 renewable | 13.395 | 2008-09-04 | 2010-05-02 | 2013-01-02 | Registered: 05/06/09 | A, B | AMS.ID ver. 13 | NO | NO | Grid-connected power from other sources | Asia Pacific | 25.442 | 2011-01-20 | 12.1 | 2011-12-16 | 13.342 | [12 empty] | Korea Energy Management Corporation | Switzerland |  |  | Active
2368 | Suoi Tan 5.5 MW small scale run-of-river hydropower project | New Dam/'Run of the River' | Vietnam | Switzerland (Vitol SA) | Registered | Korea Energy Management Corporation (KEMCO) | KYOTOenergy | Small | 5.5 | - | 7 renewable | 14.641 | 2008-09-04 | 2011-05-02 | 2013-01-02 | Registered: 05/06/09 | A, B | AMS.ID ver. 13 | NO | NO | Grid-connected power from other sources | Asia Pacific | [18 empty] | Switzerland |  |  | Active
2371 | Muong Sang 2.4MW small scale run-of-river hydropower project | New Dam/'Run of the River' | Vietnam | Switzerland (Vitol SA) | Registered | Korea Energy Management Corporation (KEMCO) | KYOTOenergy | Small | 2.4 | - | 7 renewable | 4.92 | 2008-09-04 | 2011-11-02 | 2013-01-02 | Registered: 05/06/09 | A, B | AMS.ID ver. 13 | NO | NO | Grid-connected power from other sources | Asia Pacific | [18 empty] | Switzerland |  |  | Active
2372 | So Lo 8.7 MW small scale run-of-river hydropower project | New Dam/'Run of the River' | Vietnam | Switzerland (Vitol SA) | Registered | Korea Energy Management Corporation (KEMCO) | KYOTOenergy | Small | 8.7 | - | 7 renewable | 17.576 | 2008-09-04 | 2011-09-02 | 2013-01-02 | Registered: 17/08/09 | A, B | AMS.ID ver. 13 | NO | NO | Grid-connected power from other sources | Asia Pacific | [18 empty] | Switzerland |  |  | Active
2978 | Nam Khoa 3 hydropower project | New Dam | Vietnam | Switzerland (Vitol SA) | Registered | Korea Energy Management Corporation (KEMCO) | KYOTOenergy | Large | 18 | 225 | 7 renewable | 45.747 | 2008-09-04 | 2012-03-02 | 2013-01-02 | Registered: 12/03/10 | B, O | ACM0002 ver. 7 | NO | NO | Grid-connected power from other sources | Asia Pacific | [18 empty] | Switzerland |  |  | Active
3017 | Bugoye 13.0 MW run-of-river Hydropower project | New Dam/'Run of the River' | Uganda | Norway (Public) | Registered | Bureau Veritas Certification Holding SAS | Econ | Small | 13 | - | 10 fixed | 54.349 | 2008-09-02 | 2013-10-02 | 2013-10-02 | Registered: 01/01/11 | NC | AMS.ID ver. 13 | NO | NO | Grid-connected power from other sources | Africa & Middle East | [18 empty] | Norway |  |  | Active
3959 | Gansu Zhangye Heihe Longhui Small Scale Hydropower Project | New Dam/'Run of the River' | China | UK (EDF Trading Ltd) | Registered | TÜV-Rheinland | Beijing YuAn Century Control Engineering Tech | Small | 13 | - | 7 renewable | 42.711 | 2008-09-02 | 2010-11-02 | 2012-11-02 | Registered: 23/12/10 | NC | AMS.ID ver. 13 | NO | NO | Grid-connected power from other sources | Asia Pacific | [18 empty] | UK |  |  | Active
NYA | Sungai Rek Mini Hydro, Kuala Krai, Kelantan | New Dam/'Run of the River' | Malaysia | - | At validation | TÜV-Rheinland | SV Carbon | Small | 3.2 | - | 7 renewable | 12.926 | 2008-09-02 | 2012-10-02 | 2013-05-02 | Open for comment: 02/09/08 - 01/10/08 |  | AMS.ID ver. 13 | NO | NO | Grid-connected power from other sources | Asia Pacific | [18 empty] | - |  |  | Active
5023 | Redevelopment of Tana Hydro Power Station Project | Existing Dam | Kenya | Denmark (IBRD) | Registered | DNV | KenGen + World Bank, Carbon Finance Unit | Large | 19.6 | - | 7 renewable | 42.258 | 2008-09-01 | 2013-01-02 | 2014-01-02 | Registered: 11/10/11 (05/03/12) | NC | ACM0002 ver. 7 | NO | NO | Grid-connected power from other sources | Africa & Middle East | [18 empty] | Denmark |  |  | Active
NYA | Sichuan Miyi Wuguishi Hydropower Project | New Dam/'Run of the River' | China | Netherlands (Rabobank International) | At validation | TÜV-NORD | Easy Carbon | Large | 33 | 317 | 7 renewable | 136.465 | 2008-08-30 | 2011-11-02 | 2013-05-02 | Open for comment: 30/08/08 - 28/09/08 |  | ACM0002 ver. 7 | NO | YES | Grid-connected power from other sources | Asia Pacific | [18 empty] | Netherlands |  |  | Active
NYA | Sichuan Xiaoxing 24MW Hydropower Station Project | New Dam/'Run of the River' | China | Switzerland (Cargill International) | At validation | TÜV-SÜD | Caspervandertak, China Institute of Water Resource and Hydropower Research | Large | 24 | 283.81 | 7 renewable | 102.548 | 2008-08-29 | 2008-12-02 | 2013-06-02 | Open for comment: 29/08/08 - 27/09/08 |  | ACM0002 ver. 7 | NO | YES | Grid-connected power from other sources | Asia Pacific | [18 empty] | Switzerland |  |  | Active
4724 | Sichuan Lingguan 76MW Hydropower Project + | New Dam/'Run of the River' | China | Japan (Mitsubishi) | Registered | TÜV-SÜD | Beijing Ruichi Electric Power Information Technology | Large | 76 | 926.8 | 7 renewable | 344.695 | 2008-08-29 | 2010-08-02 | 2013-10-02 | Registered: 26/09/11 (20/12/11) | NC | ACM0002 ver. 7 | NO | YES | Grid-connected power from other sources | Asia Pacific | [18 empty] | Japan |  |  | Active
NYA | Sichuan Sibangou 24MW Hydropower Station Project | New Dam/'Run of the River' | China | Switzerland (Cargill International) | At validation | TÜV-SÜD | Caspervandertak, China Institute of Water Resource and Hydropower Research | Large | 24 | 750 | 7 renewable | 97.096 | 2008-08-29 | 2008-11-02 | 2013-06-02 | Open for comment: 29/08/08 - 27/09/08 |  | ACM0002 ver. 7 | NO | YES | Grid-connected power from other sources | Asia Pacific | [18 empty] | Switzerland |  |  | Active
NYA | Fujian Ningde Sanjianxi Hydropower Project | New Dam/'Run of the River' | China | Japan (Marubeni Corporation) | At validation | Japan Consulting Institute | Shanghai JEC Environmental Consultant Co. | Small | 13 | - | 7 renewable | 30.57 | 2008-08-28 | 2010-09-02 | 2013-01-02 | Open for comment: 28/08/08 - 26/09/08 |  | AMS.ID ver. 13 | NO | NO | Grid-connected power from other sources | Asia Pacific | [18 empty] | Japan |  |  | Active
2559 | Fujian Pingnan Tingtougang Hydropower Project + | New Dam/'Run of the River' | China | Japan (Marubeni Corporation) | Registered | Japan Consulting Institute | Shanghai JEC Environmental Consultant Co. | Small | 8 | 20 | 7 renewable | 24.402 | 2008-08-28 | 2010-10-02 | 2013-01-02 | Registered: 30/09/09 | NC | AMS.ID ver. 13 | NO | NO | Grid-connected power from other sources | Asia Pacific | 31.954 | 2011-11-28 | 31.954 | [14 empty] | Japan Consulting Institute | Japan |  |  | Active
2601 | Fujian Pingnan Liyudang Hydropower Project | New Dam/'Run of the River' | China | Japan (Marubeni Corporation) | Registered | Japan Consulting Institute | Shanghai JEC Environmental Consultant Co. | Small | 9.6 | 320 | 7 renewable | 19.892 | 2008-08-28 | 2011-11-02 | 2013-03-02 | Registered: 28/10/09 | NC | AMS.ID ver. 13 | NO | NO | Grid-connected power from other sources | Asia Pacific | [18 empty] | Japan |  |  | Active
2681 | Fujian Pingnan Jiufeng Hydropower Project | New Dam/'Run of the River' | China | Japan (Marubeni Corporation) | Registered | Japan Consulting Institute | Shanghai JEC Environmental Consultant Co. | Small | 2 | 18 | 7 renewable | 5.805 | 2008-08-28 | 2010-03-02 | 2013-01-02 | Registered: 10/09/09 | NC | AMS.ID ver. 13 | NO | NO | Grid-connected power from other sources | Asia Pacific | 8.248 | 2011-08-22 | 8.248 | [14 empty] | Japan Consulting Institute | Japan |  |  | Active
3037 | Fujian Jianyang Longjiang Hydropower Project | New Dam/'Run of the River' | China | Japan (Marubeni Corporation) | Registered | Japan Consulting Institute | Shanghai JEC Environmental Consultant Co. | Small | 3.2 | 20.3 | 7 renewable | 8.736 | 2008-08-28 | 2010-12-02 | 2013-01-02 | Registered: 27/03/10 | NC | AMS.ID ver. 13 | NO | NO | Grid-connected power from other sources | Asia Pacific | [18 empty] | Japan |  |  | Active
3038 | Fujian Wuyishan Kengkou Hydropower Project | New Dam/'Run of the River' | China | Japan (Marubeni Corporation) | Registered | Japan Consulting Institute | Shanghai JEC Environmental Consultant Co. | Small | 6.4 | 27 | 7 renewable | 17.359 | 2008-08-28 | 2011-03-02 | 2013-01-02 | Registered: 16/04/10 | NC | AMS.ID ver. 13 | NO | NO | Grid-connected power from other sources | Asia Pacific | 8.883 | 2011-06-07 | 8.883 | [14 empty] | Japan Consulting Institute | Japan |  |  | Active
NYA | Wanpahe Erji 5MW Hydropower Project in Yunnan Province | New Dam | China | Switzerland (Vitol SA) | At validation | TÜV-SÜD | Cleanergy Investment Service (Beijing) Co., Ltd | Small | 5 | - | 7 renewable | 20.766 | 2008-08-27 | 2011-07-02 | 2013-04-02 | Open for comment: 27/08/08 - 25/09/08 |  | AMS.ID ver. 13 | NO | NO | Grid-connected power from other sources | Asia Pacific | [18 empty] | Switzerland |  |  | Active
2874 | Sidehe 24.8MW Hydropower Project in Yunnan Province | New Dam/'Run of the River' | China | Japan (Japan Carbon Finance) | Registered | TÜV-SÜD | Cleanergy Investment Service (Beijing) Co., Ltd | Large | 24.8 | 5922 | 7 renewable | 86.128 | 2008-08-27 | 2010-08-02 | 2013-04-02 | Registered: 22/03/10 | NC | ACM0002 ver. 7 | NO | YES | Grid-connected power from other sources | Asia Pacific | [18 empty] | Japan |  |  | Active
2843 | Taohe Yangjiahe Hydropower Project, Gansu Province+ | New Dam/'Run of the River' | China | Japan (Mitsubishi) | Registered | TÜV-SÜD | Beijing Changjiang River International Holding | Large | 37.5 | - | 7 renewable | 117.079 | 2008-08-27 | 2011-05-02 | 2013-01-02 | Registered: 21/01/10 | NC | ACM0002 ver. 7 | NO | YES | Grid-connected power from other sources | Asia Pacific | [18 empty] | Japan |  |  | Active
2844 | Gansu Yongchang County Donghewan Cascaded Hydropower Project + | New Dam/'Run of the River' | China | Japan (Mitsubishi) | Registered | TÜV-SÜD | Beijing Changjiang River International Holding | Large | 29.7 | - | 7 renewable | 109.438 | 2008-08-27 | 2009-08-02 | 2013-01-02 | Registered: 04/02/10 | NC | ACM0002 ver. 7 | NO | YES | Grid-connected power from other sources | Asia Pacific | 39.831 | 2011-05-13 | 39.831 | [14 empty] | Japan Consulting Institute | Japan |  |  | Active
NYA | 6.0MW Hainan Nanraohe Hydropower Station | New Dam | China | Netherlands (NV Nuon Energy Tade & Wholesale) | At validation | TÜV-SÜD | DHV China | Small | 6 | 79 | 10 fixed | 19.547 | 2008-08-26 | 2009-12-02 | 2013-01-02 | Open for comment: 26/08/08 - 24/09/08 |  | AMS.ID ver. 13 | NO | NO | Grid-connected power from other sources | Asia Pacific | [18 empty] | Netherlands |  |  | Active
2702 | China Sichuan Province Liuping Hydropower Project | New Dam | China | Sweden (CAMS) | Registered | DNV | Tricorona | Large | 120 | 609 | 7 renewable | 526.707 | 2008-08-23 | 2009-11-02 | 2013-01-02 | Registered: 30/03/10 | NC | ACM0002 ver. 7 | NO | YES | Grid-connected power from other sources | Asia Pacific | 483.365 | 2011-01-12 | 163.348 | 2011-06-29 | 320.017 | [12 empty] | ERM | Sweden |  |  | Active
1930 | Yunnan Dehong Nongling Hydropower Project | New Dam | China | Sweden (CAMS) | Registered | DNV | Carbon Asset Management Sweden | Large | 180 | 22.5 | 7 renewable | 680.09 | 2008-08-23 | 2010-03-02 | 2013-04-02 | Registered: 15/01/10 | NC | ACM0002 ver. 7 | NO | YES | Grid-connected power from other sources | Asia Pacific | 677.887 | 2011-01-04 | 139.068 | 2011-08-04 | 538.819 | [12 empty] | TÜV-NORD | Sweden |  |  | Active
3030 | China Sichuan Province Se’ergu Hydropower Project | New Dam | China | Sweden (CAMS) | Registered | DNV | Tricorona | Large | 150 | 290 | 7 renewable | 603.382 | 2008-08-23 | 2009-12-02 | 2013-01-02 | Registered: 09/04/10 | NC | ACM0002 ver. 7 | NO | YES | Grid-connected power from other sources | Asia Pacific | 549.927 | 2011-01-12 | 182.992 | 2011-06-22 | 366.935 | [12 empty] | ERM | Sweden |  |  | Active
3771 | La Mora Hydroelectric Project | New Dam/'Run of the River' | Nicaragua | - | Registered | AENOR | Hidroeléctrica La Mora S.A | Small | 1.9 | 1722 | 7 renewable | 5.997 | 2008-08-22 | 2008-12-15 | 1 jully 2012 | Registered: 02/05/12 | SO | AMS-I.D. ver. 16 | NO | No | Grid-connected power from other sources | Latin America | [18 empty] | - |  |  | Active
NYA | La Dalia Hydroelectric Project | New Dam | Nicaragua | Spain (INCLAM) | At validation | AENOR | INCLAM | Small | 1.9 | 1.722 | 7 renewable | 6.092 | 2008-08-22 | 2014-01-02 | 2014-01-02 | Open for comment: 22/08/08 - 20/09/08 |  | AMS.ID ver. 13 | NO | NO | Grid-connected power from other sources | Latin America | [18 empty] | Spain |  |  | Active
4560 | Coronado Hydroelectric Project | New Dam/'Run of the River' | Honduras | Switzerland (South Pole Carbon Asset) | Registered | TÜV-NORD | South Pole Carbon Asset Management | Small | 6 | - | 7 renewable | 22.438 | 2008-08-21 | 2012-11-02 | 2012-11-02 | Registered: 17/06/11 (01/09/11) | NC | AMS.ID ver. 13 | NO | NO | Grid-connected power from other sources | Latin America | [18 empty] | Switzerland |  |  | Active
NYA | Jiangxi Suichuan Qingxiu Small Bundling Hydropower Project | New Dam/'Run of the River' | China | Japan (Sumitomo) | At validation | TÜV-SÜD | Hangzhou Carbon Trade Environment Engineering Co. | Small | 13.19 | - | 7 renewable | 56.662 | 2008-08-20 | 2006-06-01 | 2009-06-01 | Open for comment: 20/08/08 - 18/09/08 |  | AMS.ID ver. 13 | NO | NO | Grid-connected power from other sources | Asia Pacific | [18 empty] | Japan |  |  | Active
2541 | Fujian Hua’an Mianliang Hydropower Project | New Dam | China | Japan (Sumitomo) | Registered | Japan Consulting Institute | Shanghai JEC Environmental Consultant Co. | Large | 44 | 29.53 | 7 renewable | 146.598 | 2008-08-20 | 2010-09-02 | 2013-03-02 | Registered: 25/07/09 | NC | ACM0002 ver. 7 | NO | YES | Grid-connected power from other sources | Asia Pacific | 201.678 | 2010-10-27 | 44.912 | 2011-09-09 | 156.766 | [12 empty] | JQA | Japan |  |  | Active
2756 | Miyi Wantan Hydroelectric Project | New Dam/'Run of the River' | China | Japan (Mitsubishi) | Registered | Korea Energy Management Corporation (KEMCO) | Mitsubishi UFJ Securities | Large | 32 | 41.45 | 7 renewable | 124.543 | 2008-08-20 | 2008-10-02 | 2013-01-02 | Registered: 23/11/09 | NC | ACM0002 ver. 7 | NO | YES | Grid-connected power from other sources | Asia Pacific | 182.957 | 2011-03-02 | 35.344 | 2012-05-22 | 147.613 | [12 empty] | China Environmental United Certification Center Co., Ltd (CEC) | Japan |  |  | Active
NYA | 6.4MW Hainan Gushitan Small Scale Hydropower Project | New Dam/'Run of the River' | China | Netherlands (NV Nuon Energy Tade & Wholesale) | At validation | TÜV-SÜD | DHV China | Small | 6.4 | - | 10 fixed | 17.583 | 2008-08-13 | 2009-11-02 | 2012-10-02 | Open for comment: 13/08/08 - 11/09/08 |  | AMS.ID ver. 13 | NO | NO | Grid-connected power from other sources | Asia Pacific | [18 empty] | Netherlands |  |  | Active
4242 | Fujian Shouning Pingfeng Hydropower Station Project + | New Dam | China | Finland (Fine Carbon Fund Ky) | Registered | TÜV-SÜD | Caspervandertak, Gansu Tonghe Investment Project Consulting | Large | 30 | 39.94 | 7 renewable | 81.613 | 2008-08-12 | 2010-07-02 | 2014-05-02 | Registered: 12/03/11 | NC | ACM0002 ver. 7 | NO | YES | Grid-connected power from other sources | Asia Pacific | [18 empty] | Finland |  |  | Active
3505 | Dak Rung Hydropower Project | New Dam | Vietnam | Germany (RWE Power AG) | Registered | TÜV-Rheinland | INTRACO | Small | 8 | 8.33 | 7 renewable | 21.948 | 2008-08-12 | 2011-06-02 | 2013-01-02 | Registered: 04/09/10 | B | AMS.ID ver. 13 | NO | NO | Grid-connected power from other sources | Asia Pacific | [18 empty] | Germany |  |  | Active
NYA | Hunan Yanling county Xinsheng Hydropower station | New Dam/'Run of the River' | China | Austria (CCAN) | At validation | TÜV-NORD | Central South University | Small | 14 | - | 7 renewable | 56.722 | 2008-08-12 | 2008-04-02 | 2012-10-02 | Open for comment: 12/08/08 - 10/09/08 |  | AMS.ID ver. 13 | NO | NO | Grid-connected power from other sources | Asia Pacific | [18 empty] | Austria |  |  | Active
3944 | Dak Nong 2 Hydropower Project | New Dam | Vietnam | Germany (RWE Power AG) | Registered | TÜV-Rheinland | INTRACO | Small | 14.63 | 712.75 | 7 renewable | 40.5 | 2008-08-12 | 2012-06-02 | 2014-01-02 | Registered: 18/12/10 | B | AMS.ID ver. 13 | NO | NO | Grid-connected power from other sources | Asia Pacific | [18 empty] | Germany |  |  | Active
4656 | Dak Psi 5 Hydropower Project | New Dam | Vietnam | Germany (RWE Power AG) | Registered | TÜV-Rheinland | INTRACO | Small | 10 | 18.08 | 7 renewable | 30.17 | 2008-08-12 | 2012-06-02 | 2014-01-02 | Registered: 13/04/11 (08/07/11) | B | AMS.ID ver. 13 | NO | NO | Grid-connected power from other sources | Asia Pacific | [18 empty] | Germany |  |  | Active
3942 | Dak N’Teng Hydropower Project | New Dam | Vietnam | Germany (RWE Power AG) | Registered | TÜV-Rheinland | INTRACO | Small | 10 | - | 7 renewable | 35.539 | 2008-08-12 | 2011-12-02 | 2013-07-02 | Registered: 18/12/10 | B | AMS.ID ver. 13 | NO | NO | Grid-connected power from other sources | Asia Pacific | [18 empty] | Germany |  |  | Active
NYA | 4.8MW Hainan Xiaonanping Second Cascade Small Hydropower Project | New Dam | China | Netherlands (N.V Nuon Energy Trade) | At validation | TÜV-SÜD | DHV China | Small | 4.8 | - | 10 fixed | 15.487 | 2008-08-09 | 2010-05-02 | 2012-10-02 | Open for comment: 09/08/08 - 07/09/08 |  | AMS.ID ver. 13 | NO | NO | Grid-connected power from other sources | Asia Pacific | [18 empty] | Netherlands |  |  | Active
NYA | 3MW Hainan Fuguang Small Scale Hydropower Project | New Dam/'Run of the River' | China | Netherlands (N.V Nuon Energy Trade) | At validation | TÜV-SÜD | DHV China | Small | 3 | 654 | 10 fixed | 8.56 | 2008-08-09 | 2009-06-02 | 2012-10-02 | Open for comment: 09/08/08 - 07/09/08 |  | AMS.ID ver. 13 | NO | NO | Grid-connected power from other sources | Asia Pacific | [18 empty] | Netherlands |  |  | Active
NYA | 6.4MW Hainan Limushan Diaodengling Small Scale Hydropower Project | New Dam | China | Netherlands (N.V Nuon Energy Trade) | At validation | TÜV-SÜD | DHV China | Small | 6.4 | 42 | 10 fixed | 22.733 | 2008-08-08 | 2008-07-02 | 2012-10-02 | Open for comment: 08/08/08 - 06/09/08 |  | AMS.ID ver. 13 | NO | NO | Grid-connected power from other sources | Asia Pacific | [18 empty] | Netherlands |  |  | Active
NYA | “5 MW Brahm Ganga Hydro – Electric Project” at Kullu district of Himachal Pradesh State, India, by M/s Harisons Hydel Construction Company Private Limited (HHCCPL) | New Dam/'Run of the River' | India | - | Validation terminated | TÜV-SÜD | Energy Infratech | Small | 5 | - | 10 fixed | 26.212 | 2008-08-08 | 2009-05-02 | 2013-01-02 | Open for comment: 08/08/08 - 06/09/08 |  | AMS.ID ver. 13 | NO | NO | Grid-connected power from other sources | Asia Pacific | [18 empty] | - |  |  | Inactive
NYA | Multipurpose Baba Hydroelectric Project | New Dam | Ecuador | - | At validation | TÜV-SÜD | DEUMAN | Large | 42 | 4.2 | 7 renewable | 318.991 | 2008-08-06 | 2010-11-02 | 2014-01-02 | Open for comment: 06/08/08 - 04/09/08 |  | ACM0002 ver. 7 | NO | YES | Grid-connected power from other sources | Latin America | [18 empty] | - |  |  | Active
NYA | Apertadinho Small Hydroeletric Power | New Dam | Brazil | - | At validation | TÜV-NORD | Golder Associates, MundusCarbo | Large | 30 | 10.45 | 7 renewable | 142.19 | 2008-08-06 | 2013-01-02 | 2013-04-02 | Open for comment: 06/08/08 - 04/09/08 |  | ACM0002 ver. 7 | NO | YES | Grid-connected power from other sources | Latin America | [18 empty] | - |  |  | Active
2725 | Sichuan Xiba Small Hydro Power Project | New Dam | China | UK (Carbon Resource Management) | Rejected | TÜV-NORD | Carbon Resource Management | Small | 5 | - | 7 renewable | 36.202 | 2008-08-06 | 2011-11-02 | 2013-01-02 | Rejected: 30/07/10 | NC | AMS.ID ver. 13 | NO | NO | Grid-connected power from other sources | Asia Pacific | [18 empty] | UK |  |  | Inactive
NYA | Mini Hydel Power Project at Khammam | Existing Dam | India | - | At validation | TÜV-NORD | Ernst & Young | Small | 4 | - | 7 renewable | 14.321 | 2008-08-05 | 2009-05-02 | 2013-11-02 | Open for comment: 05/08/08 - 03/09/08 |  | AMS.ID ver. 13 | NO | NO | Grid-connected power from other sources | Asia Pacific | [18 empty] | - |  |  | Active
2463 | Sichuan Xiaohegou 12.6 MW Small-scale Hydro Power Project | New Dam/'Run of the River' | China | Japan (Carbon Capital Management, Inc.) | Registered | Japan Consulting Institute | KOE Environmental Consultancy | Small | 12.6 | - | 7 renewable | 50.262 | 2008-08-05 | 2010-03-02 | 2013-01-02 | Registered: 10/06/09 | NC | AMS.ID ver. 13 | NO | NO | Grid-connected power from other sources | Asia Pacific | [18 empty] | Japan |  |  | Active
2902 | Changning Kawan 18.9MW Hydroelectric Project | New Dam/'Run of the River' | China | Japan (Mitsubishi) | Rejected | Deloitte | Yunnan CDM Technical Service Center | Large | 18.9 | - | 7 renewable | 78.645 | 2008-08-02 | 2007-11-06 | 2010-02-01 | Rejected: 30/07/10 | NC | ACM0002 ver. 7 | NO | NO | Grid-connected power from other sources | Asia Pacific | [18 empty] | Japan |  |  | Inactive
2432 | Jiangxi Luohongkou 8.25MW Hydropower Project | New Dam | China | Japan (New Energy & Industrial Technology Organisation) | Registered | Deloitte | Beijing Pacific Investment Consulting Center | Small | 8.25 | - | 7 renewable | 22.119 | 2008-08-01 | 2009-09-02 | 2012-09-02 | Registered: 28/06/09 | NC | AMS.ID ver. 13 | NO | NO | Grid-connected power from other sources | Asia Pacific | 5.364 | 2011-06-24 | 5.364 | [14 empty] | Deloitte | Japan |  |  | Active
2433 | Jiangxi Gongge 15MW Hydropower Project | New Dam | China | Japan (New Energy & Industrial Technology Organisation) | Registered | Deloitte | Beijing Pacific Investment Consulting Center | Small | 15 | - | 7 renewable | 53.894 | 2008-08-01 | 2008-04-02 | 2012-09-02 | Registered: 18/11/09 | NC | AMS.ID ver. 13 | NO | NO | Grid-connected power from other sources | Asia Pacific | 57.992 | 2011-01-04 | 1.743 | 2011-10-14 | 56.249 | [12 empty] | Japan Management Association | Japan |  |  | Active
3045 | 65MW Dagushan hydropower Project in China | New Dam/'Run of the River' | China | Republic of Ireland (Ecosecurities) | Registered | TÜV-NORD | S.D.F (Beijing) consulting co. | Large | 65 | - | 7 renewable | 171.154 | 2008-07-31 | 2011-09-02 | 2013-04-02 | Registered: 09/05/10 | NC | ACM0002 ver. 7 | NO | YES | Grid-connected power from other sources | Asia Pacific | 196.425 | 2012-04-04 | 196.425 | [14 empty] | Germanischer Lloyd Certification GmbH | Republic of Ireland |  |  | Active
NYA | Yangmingshan Hydropower Project of Yongzhou City, Hunan Province | New Dam/'Run of the River' | China | UK (Arreon Carbon Ltd) | At validation | TÜV-Rheinland | Arreon Carbon UK | Small | 12 | 109 | 7 renewable | 41.783 | 2008-07-29 | 2008-09-02 | 2013-01-02 | Open for comment: 29/07/08 - 27/08/08 |  | AMS.ID ver. 13 | NO | NO | Grid-connected power from other sources | Asia Pacific | [18 empty] | UK |  |  | Active
NYA | Gudauri Small Hydropower Project | New Dam/'Run of the River' | Georgia | Austria (kommunalkredit & Clean Energu Solutions) | At validation | SGS | Clean Energy Solutions | Small | 8.9 | - | 7 renewable | 22.891 | 2008-07-29 | 2012-09-02 | 2013-01-02 | Open for comment: 29/07/08 - 27/08/08 |  | AMS.ID ver. 13 | NO | NO | Grid-connected power from other sources | Europe | [18 empty] | Austria |  |  | Active
NYA | ANGAMARCA Hydroelectric Project | New Dam/'Run of the River' | Ecuador | - | Validation terminated | DNV | CantorCo2e | Large | 81 | - | 7 renewable | 231.282 | 2008-07-26 | 2011-07-02 | 2013-07-02 | Open for comment: 26/07/08 - 24/08/08 |  | ACM0002 ver. 7 | NO | YES | Grid-connected power from other sources | Latin America | [18 empty] | - |  |  | Inactive
NYA | Lin Jiang Bundled Small Hydroelectric Project | New Dam/'Run of the River' | China | UK (Ecosecurities) | At validation | TÜV-SÜD | EcoSecurities | Small | 13 | - | 7 renewable | 43.821 | 2008-07-24 | 2011-09-02 | 2013-03-02 | Open for comment: 24/07/08 - 22/08/08 |  | AMS.ID ver. 13 | NO | NO | Grid-connected power from other sources | Asia Pacific | [18 empty] | UK |  |  | Active
3114 | Liusha River First Cascade 12.6MW Hydropower Project | New Dam/'Run of the River' | China | Sweden (Standard Bank Plc) | Registered | TÜV-SÜD | Coway International TechTrans Co. | Small | 12.6 | - | 7 renewable | 47.027 | 2008-07-20 | 2011-06-02 | 2013-01-02 | Registered: 23/12/10 | NC | AMS.ID ver. 13 | NO | NO | Grid-connected power from other sources | Asia Pacific | 28.247 | 2012-04-13 | 28.247 | [14 empty] | BV Cert | Sweden |  |  | Active
NYA | Caquende and Juliões Small Hydroelectric Power Plants | New Dam/'Run of the River' | Brazil | Japan (Mitsubishi) | At validation | DNV | Mitsubishi UFJ Securities | Small | 7.4 | - | 7 renewable | 6.325 | 2008-07-19 | 2010-10-02 | 2012-11-02 | Open for comment: 19/07/08 - 17/08/08 |  | AMS.ID ver. 13 | NO | NO | Grid-connected power from other sources | Latin America | [18 empty] | Japan |  |  | Active
3029 | China Changtanhe Hydropower Project | New Dam | China | Switzerland (Atmoguard) | Registered | TÜV-NORD | Hunan CDM Project Service Center | Large | 80 | 13.6 | 7 renewable | 223.45 | 2008-07-17 | 2010-05-02 | 2013-03-02 | Registered: 17/12/10 | NC | ACM0002 ver. 7 | NO | YES | Grid-connected power from other sources | Asia Pacific | 76.806 | 2011-11-10 | 76.806 | [14 empty] | RINA | Switzerland |  |  | Active
2974 | China Dalinjiang Hydropower Project | New Dam/'Run of the River' | China | Switzerland (Atmoguard) | Registered | TÜV-NORD | Hunan CDM Project Service Center | Large | 37.5 | 2500 | 7 renewable | 108.63 | 2008-07-17 | 2009-07-02 | 2013-01-02 | Registered: 25/12/10 | NC | ACM0002 ver. 7 | NO | YES | Grid-connected power from other sources | Asia Pacific | [18 empty] | Switzerland |  |  | Active
NYA | Cascata Chupinguaia Small Hydroelectric Project | New Dam/'Run of the River' | Brazil | UK (Ecosecurities) | At validation | DNV | EcoSecurities | Small | 9.6 | - | 10 fixed | 49.633 | 2008-07-16 | 2011-07-02 | 2013-01-02 | Open for comment: 16/07/08 - 14/08/08 |  | AMS.ID ver. 13 | NO | NO | Grid-connected power from other sources | Latin America | [18 empty] | UK |  |  | Active
NYA | Yingjiang Mengdian River Second Level Hydropower Station Expansion Project | New Dam/'Run of the River' | China | Germany (RWE Power AG) | Validation negative | TÜV-NORD | Beijing Tianqing Power International CDM Consulting | Small | 15 | - | 7 renewable | 31.384 | 2008-07-16 | 2010-03-02 | 2012-10-02 | Open for comment: 16/07/08 - 14/08/08 |  | ACM0002 ver. 7 | NO | NO | Grid-connected power from other sources | Asia Pacific | [18 empty] | Germany |  |  | Inactive
NYA | Longjiashan 12.5MW Hydropower Project | New Dam | China | UK (Agcert International) | Validation negative | DNV | Aid Energy Conservation S&T Co., Central South University | Small | 12.5 | - | 7 renewable | 47.375 | 2008-07-15 | 2009-09-02 | 2012-10-02 | Open for comment: 15/07/08 - 13/08/08 |  | AMS.ID ver. 13 | NO | NO | Grid-connected power from other sources | Asia Pacific | [18 empty] | UK |  |  | Inactive
3943 | Shaanxi Majiagou 25 MW Hydropower Project | New Dam | China | Netherlands (EcoSecurities) | Registered | TÜV-Rheinland | CWEME | Large | 25 | 25 | 7 renewable | 68.374 | 2008-07-12 | 2012-09-02 | 2014-09-02 | Registered: 25/12/10 | NC | ACM0002 ver. 7 | NO | YES | Grid-connected power from other sources | Asia Pacific | [18 empty] | Netherlands |  |  | Active
NYA | Linjiawu Bundled Small Hydropower Project in Chun'an | New Dam/'Run of the River' | China | UK (Mandarin Global Carbon Fund) | Validation terminated | TÜV-Rheinland | China Carbon Technology | Small | 13.65 | - | 7 renewable | 28.153 | 2008-07-11 | 2007-06-30 | 2009-01-01 | Open for comment: 11/07/08 - 09/08/08 |  | AMS.ID ver. 13 | NO | NO | Grid-connected power from other sources | Asia Pacific | [18 empty] | UK |  |  | Inactive
2828 | Yunnan Kunming Dongchuan Xiaoqing River 7th Level Hydropower Station | New Dam/'Run of the River' | China | UK (Green Hercules Trading Limited) | Registered | TÜV-NORD | Beijing Tianqing Power International CDM Consulting | Large | 24 | - | 7 renewable | 70.903 | 2008-07-11 | 2011-09-02 | 2013-01-02 | Registered: 29/04/10 | NC | ACM0002 ver. 7 | NO | YES | Grid-connected power from other sources | Asia Pacific | 34.794 | 2012-03-12 | 34.794 | [14 empty] | China Quality Certification Centre (CQC) | UK |  |  | Active
NYA | Changuinola I Hydroelectric Project in Panama | New Dam | Panama | - | Validation terminated | TÜV-SÜD | Climate Focus | Large | 226.46 | 16 | 7 renewable | 669 | 2008-07-10 | 2010-11-02 | 2015-01-02 | Open for comment: 10/07/08 - 08/08/08 |  | ACM0002 ver. 7 | YES | YES | Grid-connected power from other sources | Latin America | [18 empty] | - |  |  | Inactive
3551 | Xinjiang Bazhou Haermodun 15MW Hydropower Project | New Dam/'Run of the River' | China | Netherlands (MGM Carbon Portfolio) | Registered | TÜV-SÜD | Hangzhou Carbon Trade Environment Engineering Co. | Small | 15 | - | 7 renewable | 66.799 | 2008-07-10 | 2010-09-02 | 2013-01-02 | Registered: 04/09/10 | NC | AMS.ID ver. 13 | NO | NO | Grid-connected power from other sources | Asia Pacific | 40.543 | 2012-04-10 | 40.543 | [14 empty] | ERM | Netherlands |  |  | Active
3543 | Fujian Datian Jianshe Hydropower Project | New Dam/'Run of the River' | China | Switzerland (Vitol SA) | Registered | TÜV-SÜD | Hangzhou Carbon Trade Environment Engineering Co. | Small | 8 | - | 7 renewable | 24.92 | 2008-07-10 | 2010-01-02 | 2013-01-02 | Registered: 11/09/10 | NC | AMS.ID ver. 13 | NO | NO | Grid-connected power from other sources | Asia Pacific | [18 empty] | Switzerland |  |  | Active
NYA | Alto Cautín Hydropower Plant (HPP) | New Dam/'Run of the River' | Chile | - | At validation | TÜV-SÜD | Swisshydro | Small | 6 | - | 7 renewable | 22.896 | 2008-07-10 | 2012-06-02 | 2013-07-02 | Open for comment: 10/07/08 - 08/08/08 |  | AMS.ID ver. 13 | NO | NO | Grid-connected power from other sources | Latin America | [18 empty] | - |  |  | Active
2808 | Sichuan Heishui Changde 20MW Hydropower Project | New Dam/'Run of the River' | China | UK (ICECAP) + Switzerland (Vitol) | Registered | TÜV-NORD | Redox International Consulting | Large | 20 | 47847 | 7 renewable | 80.994 | 2008-07-05 | 2011-05-02 | 2012-11-02 | Registered: 22/10/10 | NC | ACM0002 ver. 7 | NO | NO | Grid-connected power from other sources | Asia Pacific | [18 empty] | UK | Switzerland |  | Active
2862 | Sichuan Luding Moxi 20MW Hydropower Project | New Dam/'Run of the River' | China | UK (ICECAP) + Switzerland (Vitol) | Registered | TÜV-NORD | Redox International Consulting | Large | 20 | 5128 | 7 renewable | 90.238 | 2008-07-05 | 2011-05-02 | 2012-11-02 | Registered: 26/10/10 | NC | ACM0002 ver. 7 | NO | NO | Grid-connected power from other sources | Asia Pacific | [18 empty] | UK | Switzerland |  | Active
NYA | Guangxi Hongshuihe River Hydropower Project | New Dam/'Run of the River' | China | UK (Sempra Energy Europe) | At validation | TÜV-SÜD | AGET | Small | 5.09 | - | 7 renewable | 17.264 | 2008-07-03 | 2009-07-02 | 2013-01-02 | Open for comment: 03/07/08 - 01/08/08 |  | AMS.ID ver. 13 | NO | NO | Grid-connected power from other sources | Asia Pacific | [18 empty] | UK |  |  | Active
NYA | Guizhou Jiangkou County Datang Hydropower Station | New Dam | China | Japan (Kansai Electric Power) | At validation | SGS | Caspervandertak Consulting | Small | 10.4 | 6.08 | 7 renewable | 25.503 | 2008-07-03 | 2010-11-02 | 2013-01-02 | Open for comment: 03/07/08 - 01/08/08 |  | AMS.ID ver. 13 | NO | NO | Grid-connected power from other sources | Asia Pacific | [18 empty] | Japan |  |  | Active
NYA | Pingwu County Si'er 2nd Cascade Hydro Power Project | New Dam/'Run of the River' | China | Sweden (Ecosecurities) | At validation | TÜV-SÜD | EcoSecurities | Large | 36 | 2182 | 7 renewable | 137 | 2008-07-02 | 2010-05-02 | 2013-08-02 | Open for comment: 02/07/08 - 31/07/08 |  | ACM0002 ver. 7 | NO | YES | Grid-connected power from other sources | Asia Pacific | [18 empty] | Sweden |  |  | Active
NYA | Naga Hammadi Barrage Hydropower Project | New Dam | Egypt | Germany (KfW) | Validation negative | TÜV-NORD | Lahmeyer | Large | 64 | 32 | 7 renewable | 249.867 | 2008-07-02 | 2009-07-01 | 2013-01-02 | Open for comment: 02/07/08 - 31/07/08 |  | ACM0002 ver. 7 | NO | YES | Grid-connected power from other sources | Africa & Middle East | [18 empty] | Germany |  |  | Inactive
NYA | Tumenguan 14.9MW Hydropower Project in Linxia of Gansu Province | New Dam/'Run of the River' | China | UK (Climate Change Capital Carbon) | At validation | DNV | Gansu Huanzhou Information Technology Consulting Co. | Small | 14.9 | 47.76 | 7 renewable | 70.678 | 2008-07-01 | 2009-12-02 | 2012-09-02 | Open for comment: 01/07/08 - 30/07/08 |  | AMS.ID ver. 13 | NO | NO | Grid-connected power from other sources | Asia Pacific | [18 empty] | UK |  |  | Active
4872 | Xiangtang Erji 17MW Hydropower Project in Qinghai Province, China | New Dam/'Run of the River' | China | UK (Climate Change Capital Carbon) | Registered | DNV | Gansu Huanzhou Information Technology Consulting Co. | Large | 17 | 34.9 | 7 renewable | 57.209 | 2008-07-01 | 2009-12-02 | 2012-10-02 | Registered: 07/06/11 (05/09/11) | NC | ACM0002 ver. 7 | NO | NO | Grid-connected power from other sources | Asia Pacific | [18 empty] | UK |  |  | Active
3548 | Xiangtang xia 10 MW Hydropower Project in Qinghai Province, the People’s Republic of China | New Dam/'Run of the River' | China | UK (Climate Change Capital Carbon) | Registered | DNV | Gansu Huanzhou Information Technology Consulting Co. | Small | 10 | 24.39 | 7 renewable | 39.541 | 2008-07-01 | 2008-02-02 | 2012-09-02 | Registered: 07/05/11 | NC | AMS.ID ver. 13 | NO | NO | Grid-connected power from other sources | Asia Pacific | [18 empty] | UK |  |  | Active
NYA | Inner Mongolia Dengkou Sanshenggong Hydropower Station Project | New Dam | China | Italy (Edison) | At validation | TÜV-SÜD | Caspervandertak, Beijing Suns-Eco Techincal Co. | Large | 16.11 | 805.5 | 7 renewable | 55.856 | 2008-07-01 | 2011-08-02 | 2013-07-02 | Open for comment: 01/07/08 - 30/07/08 |  | ACM0002 ver. 7 | NO | NO | Grid-connected power from other sources | Asia Pacific | [18 empty] | Italy |  |  | Active
4234 | Hunan Shimen Zhongjundu Hydro Power Project | New Dam/'Run of the River' | China | Netherlands (Sempra Energy Europe) | Registered | TÜV-Rheinland | AGET | Large | 26.4 | 79 | 7 renewable | 70.587 | 2008-06-27 | 2010-10-02 | 2013-09-02 | Registered: 08/08/11 (06/10/11) | NC | ACM0002 ver. 7 | NO | YES | Grid-connected power from other sources | Asia Pacific | [18 empty] | Netherlands |  |  | Active
NYA | Santa Fé Small Hydro Plant + | New Dam/'Run of the River' | Brazil | - | At validation | SGS | CantorCO2e | Large | 16.6 | 30.5 | 7 renewable | 38.079 | 2008-06-27 | 2013-01-02 | 2013-07-02 | Open for comment: 27/06/08 - 26/07/08 |  | ACM0002 ver. 7 | NO | NO | Grid-connected power from other sources | Latin America | [18 empty] | - |  |  | Active
2840 | Datong River Tianwanggou Hydropower Station | New Dam/'Run of the River' | China | Netherlands (NV Nuon Energy Tade & Wholesale) | Registered | TÜV-SÜD | DHV BEEC | Large | 51 | 228 | 10 fixed | 197.797 | 2008-06-27 | 2009-10-02 | 2013-01-02 | Registered: 25/10/10 | NC | ACM0002 ver. 7 | NO | YES | Grid-connected power from other sources | Asia Pacific | 170.867 | 2012-01-19 | 170.867 | [14 empty] | BV Cert | Netherlands |  |  | Active
NYA | 5.8 MW Bundled Pench LBC-RBC Small Hydro Electric Project | Existing Dam | India | - | At validation | TÜV-NORD | M/s SMS Vidhyut Pvt. | Small | 5.8 | - | 10 fixed | 22.791 | 2008-06-27 | 2010-04-02 | 2012-12-02 | Open for comment: 27/05/08 - 25/06/08 |  | AMS.ID ver. 13 | NO | NO | Grid-connected power from other sources | Asia Pacific | [18 empty] | - |  |  | Active
NYA | Somanamaradi (Stage-II) Small Hydro Power Project in Karnataka | New Dam/'Run of the River' | India | - | At validation | DNV | Narayanapur Power Company | Small | 6 | - | 7 renewable | 18.233 | 2008-06-26 | 2011-06-02 | 2013-09-02 | Open for comment: 26/06/08 - 25/07/08 |  | AMS.ID ver. 13 | NO | NO | Grid-connected power from other sources | Asia Pacific | [18 empty] | - |  |  | Active
3254 | Hainan Chengpo Hydropower Project | New Dam/'Run of the River' | China | UK (Ecosecurities) | Registered | TÜV-NORD | EcoSecurities | Small | 13.6 | - | 7 renewable | 30.843 | 2008-06-26 | 2011-06-02 | 2013-09-02 | Registered: 07/07/10 | NC | AMS.ID ver. 13 | NO | NO | Grid-connected power from other sources | Asia Pacific | [18 empty] | UK |  |  | Active
3486 | Goiandira, Pedra do Garrafão, Pirapetinga and Sítio Grande Small Hydropower Plants Project Activity | New Dam | Brazil | - | Registered | SGS | Ecoinvest | Large | 91 | 4.21, 7.01, 50, 45.45 | 7 renewable | 98.584 | 2008-06-26 | 2010-07-02 | 2013-05-02 | Registered: 24/01/11 | NC | ACM0002 ver. 7 | NO | YES | Grid-connected power from other sources | Latin America | [18 empty] | - |  |  | Active
3231 | Jiangxi Longyuan 7MW Hydropower Project | New Dam/'Run of the River' | China | Austria (Voestalpine AG) | Registered | TÜV-SÜD | Aid Energy Conservation S&T Co., Central South University | Small | 7 | - | 7 renewable | 19.563 | 2008-06-26 | 2010-01-02 | 2013-01-02 | Registered: 26/06/10 | NC | AMS.ID ver. 13 | NO | NO | Grid-connected power from other sources | Asia Pacific | [18 empty] | Austria |  |  | Active
2429 | Yunnan Xinya River 3rd Level Hydropower Project | New Dam/'Run of the River' | China | Sweden (Ecosecurities) | Registered | TÜV-NORD | EcoSecurities | Small | 10 | - | 7 renewable | 29.604 | 2008-06-26 | 2011-06-02 | 2013-01-02 | Registered: 29/05/09 | NC | AMS.ID ver. 13 | NO | NO | Grid-connected power from other sources | Asia Pacific | [18 empty] | Sweden |  |  | Active
NYA | Los Estrechos hydroelectric project | New Dam | Panama | Spain (INCLAM) | At validation | AENOR | INCLAM | Small | 10 | 11.1 | 7 renewable | 29.933 | 2008-06-24 | 2015-06-02 | 2014-01-02 | Open for comment: 24/06/08 - 23/07/08 |  | AMS.ID ver. 13 | NO | NO | Grid-connected power from other sources | Latin America | [18 empty] | Spain |  |  | Active
NYA | Jinxing 16.5MW Hydropower Project in Minhe County of Qinghai Province + | New Dam/'Run of the River' | China | UK (Climate Change Capital Carbon Fund) | At validation | DNV | Gansu Huanzhou Information Technology Consulting Co. | Large | 16.5 | 45.58 | 7 renewable | 75.887 | 2008-06-24 | 2011-06-02 | 2012-10-02 | Open for comment: 24/06/08 - 23/07/08 |  | ACM0002 ver. 7 | NO | NO | Grid-connected power from other sources | Asia Pacific | [18 empty] | UK |  |  | Active
3521 | Zhejiang Wencheng Baiwanshan Small-Scale Hydropower Project | New Dam/'Run of the River' | China | France (EDF) | Registered | TÜV-Rheinland | Beijing YuAn Century Control Engineering Tech | Small | 8 | - | 7 renewable | 16.866 | 2008-06-20 | 2010-10-02 | 2012-09-02 | Registered: 22/09/10 | NC | AMS.ID ver. 13 | NO | NO | Grid-connected power from other sources | Asia Pacific | [18 empty] | France |  |  | Active
4809 | Song Con 2 Hydro Power Project | New Dam | Vietnam | - | Registered | TÜV-Rheinland | Asia Carbon | Large | 57 | 20 | 7 renewable | 126.789 | 2008-06-20 | 2010-03-02 | On registration | Registered: 11/11/11 (29/02/12) | NC | ACM0002 ver. 7 | NO | YES | Grid-connected power from other sources | Asia Pacific | [18 empty] | - |  |  | Active
NYA | Ngoi Duong Hydro Power Project | New Dam/'Run of the River' | Vietnam | Netherlands (Essent Energy Trading BV) | Validation terminated | TÜV-Rheinland | Asia Carbon | Small | 11.4 | - | 7 renewable | 29.215 | 2008-06-20 | 2009-03-02 | On registration | Open for comment: 20/06/08 - 19/07/08 |  | AMS.ID ver. 13 | NO | NO | Grid-connected power from other sources | Asia Pacific | [18 empty] | Netherlands |  |  | Inactive
2838 | Longsheng County Silong Hydropower Project | New Dam | China | UK (Renaissance Carbon) | Registered | TÜV-SÜD | Beijing Tiandao Liyuan Science and Technology Company, Renaissance Carbon Investment | Large | 17 | 62.5 | 7 renewable | 51.624 | 2008-06-20 | 2011-04-02 | 2013-01-02 | Registered: 21/12/09 | NC | ACM0002 ver. 7 | NO | NO | Grid-connected power from other sources | Asia Pacific | [18 empty] | UK |  |  | Active
2880 | Sichuan Jiulong Pianqiao Hydropower Project | New Dam | China | Netherlands (Deutsche Bank AG, London) | Registered | TÜV-SÜD | Redox International Consulting | Large | 228 | 112 | 7 renewable | 903.915 | 2008-06-20 | 2010-06-02 | 2013-01-02 | Registered: 14/12/09 | NC | ACM0002 ver. 7 | NO | YES | Grid-connected power from other sources | Asia Pacific | 1310.759 | 2011-01-28 | 81.782 | 2011-04-08 | 327.721 | 2011-09-29 | 530.712 | 2012-02-03 | 370.544 | [8 empty] | BV Cert | Netherlands |  |  | Active
4164 | 15 MW Neerukatte small hydroelectric project, Karnataka, India | New Dam/'Run of the River' | India | - | Registered | DNV | Sagar Power (Neerukatte) | Small | 15 | - | 10 fixed | 45.153 | 2008-06-19 | 2009-07-02 | 2012-08-02 | Registered: 22/02/11 | NC | AMS.ID ver. 13 | NO | NO | Grid-connected power from other sources | Asia Pacific | [18 empty] | - |  |  | Active
NYA | Yunnan Huaguohe 10MW Hydroelectric Project | New Dam/'Run of the River' | China | Japan (Mitsubishi) | At validation | Lloyd’s | Beijing E&E International Technology Co. | Small | 10 | - | 7 renewable | 34.964 | 2008-06-17 | 2011-07-02 | 2013-10-02 | Open for comment: 17/06/08 - 16/07/08 |  | AMS.ID ver. 13 | NO | NO | Grid-connected power from other sources | Asia Pacific | [18 empty] | Japan |  |  | Active
NYA | Yunnan Huaguohe 7.5MW Hydroelectric Project | New Dam/'Run of the River' | China | Japan (Mitsubishi) | At validation | Lloyd’s | Beijing E&E International Technology Co. | Small | 7.5 | - | 7 renewable | 28.283 | 2008-06-17 | 2011-07-02 | 2012-10-02 | Open for comment: 17/06/08 - 16/07/08 |  | AMS.ID ver. 13 | NO | NO | Grid-connected power from other sources | Asia Pacific | [18 empty] | Japan |  |  | Active
2882 | Tao River Haidianxia 60MW Hydropower Project in Gansu Province | New Dam | China | Japan (Sumitomo) | Registered | DNV | China Power Investment (Beijing) Corporation | Large | 60 | 32.6 | 7 renewable | 223.206 | 2008-06-17 | 2008-12-02 | 2012-10-02 | Registered: 27/12/09 | O | ACM0002 ver. 7 | NO | YES | Grid-connected power from other sources | Asia Pacific | 155.785 | 2012-02-07 | 155.785 | [14 empty] | ERM | Japan |  |  | Active
NYA | Yunnan Dahebian Hydropower Project | New Dam/'Run of the River' | China | Sweden (Ecosecurities) | At validation | TÜV-Rheinland | EcoSecurities | Small | 9.6 | - | 7 renewable | 31.266 | 2008-06-14 | 2011-04-02 | 2012-10-02 | Open for comment: 14/06/08 - 13/07/08 |  | AMS.ID ver. 13 | NO | NO | Grid-connected power from other sources | Asia Pacific | [18 empty] | Sweden |  |  | Active
3302 | Heiluohe Cascade Hydro Project | New Dam/'Run of the River' | China | Sweden (Ecosecurities) | Registered | TÜV-Rheinland | EcoSecurities | Small | 8.5 | - | 7 renewable | 27.84 | 2008-06-14 | 2010-05-02 | 2012-12-02 | Registered: 23/12/10 | NC | AMS.ID ver. 13 | NO | NO | Grid-connected power from other sources | Asia Pacific | [18 empty] | Sweden |  |  | Active
NYA | Small Hydropower Projects at Agra Oya, Kolapatana, Batatota, Dunsinane and Labuwe | New Dam/'Run of the River' | Sri Lanka | - | Validation terminated | DNV | Eco Power | Small | 10.74 | - | 10 fixed | 29.956 | 2008-06-12 | 2008-09-02 | 2012-07-02 | Open for comment: 12/06/08 - 11/07/08 |  | AMS.ID ver. 13 | NO | NO | Grid-connected power from other sources | Asia Pacific | [18 empty] | - |  |  | Inactive
3687 | Sichuan Shuanghekou 18MW Hydropower Project | New Dam/'Run of the River' | China | Belgium (Dept. of Environment) | Registered | TÜV-Rheinland | Sichuan Tian Ao Machinery & Electricity Technology Co. | Large | 18 | - | 7 renewable | 83.359 | 2008-06-12 | 2010-09-02 | 2013-12-02 | Registered: 14/05/11 | NC | ACM0002 ver. 7 | NO | NO | Grid-connected power from other sources | Asia Pacific | [18 empty] | Belgium |  |  | Active
3807 | Guangxi Tianlin County Weimi Hydropower Station | New Dam/'Run of the River' | China | Switzerland (South Pole Carbon Asset) | Registered | TÜV-NORD | South Pole Carbon Asset Management | Large | 16 | - | 7 renewable | 53.401 | 2008-06-10 | 2008-12-02 | 2012-10-02 | Registered: 18/10/11 (30/12/11) | NC | ACM0002 ver. 7 | NO | NO | Grid-connected power from other sources | Asia Pacific | [18 empty] | Switzerland |  |  | Active
3435 | Guangxi Baise Tianlin Dongba Hydropower Station | New Dam | China | Switzerland (South Pole Carbon Asset) | Registered | TÜV-NORD | South Pole Carbon Asset Management | Large | 72 | 7 | 7 renewable | 204.855 | 2008-06-10 | 2009-08-02 | 2012-10-02 | Registered: 26/09/10 | NC | ACM0002 ver. 7 | NO | YES | Grid-connected power from other sources | Asia Pacific | 42.902 | 2012-02-10 | 42.902 | [14 empty] | GL | Switzerland |  |  | Active
2547 | Yellow River Hydro Power Plant in Luoning County, Henan Province | New Dam/'Run of the River' | China | Japan (Mitsubishi) | Registered | Lloyd’s | Azure International | Small | 9 | - | 7 renewable | 29.866 | 2008-06-07 | 2010-09-02 | 2012-10-02 | Registered: 15/08/09 | NC | AMS.ID ver. 13 | NO | NO | Grid-connected power from other sources | Asia Pacific | 44.147 | 2011-07-20 | 18.667 | 2012-03-09 | 25.48 | [13 empty] | Japan |  |  | Active
4395 | Yanbian County Yanshuihe Hydropower Station | New Dam/'Run of the River' | China | Switzerland (The Climate Cent Foundation) | Registered | TÜV-NORD | South Pole Carbon Asset Management | Small | 7.5 | - | 7 renewable | 29.354 | 2008-06-06 | 2010-03-02 | 2012-10-02 | Registered: 01/02/11 | NC | AMS.ID ver. 13 | NO | NO | Grid-connected power from other sources | Asia Pacific | [18 empty] | Switzerland |  |  | Active
3373 | Sichuan Hemu 6MW Hydropower Project | New Dam/'Run of the River' | China | Japan (Mitsubishi) | Registered | TÜV-SÜD | Beijing Haohua Rivers International Water Engineering Consulting Co., Ltd | Small | 6 | - | 7 renewable | 22.805 | 2008-06-06 | 2011-01-02 | 2013-01-02 | Registered: 03/11/10 | NC | AMS.ID ver. 13 | NO | NO | Grid-connected power from other sources | Asia Pacific | [18 empty] | Japan |  |  | Active
3212 | Funing County Gula Township Nalin Hydropower Station | New Dam/'Run of the River' | China | Switzerland (South Pole) | Registered | TÜV-NORD | South Pole Carbon Asset Management | Small | 12 | - | 7 renewable | 43.253 | 2008-06-06 | 2008-07-02 | 2012-10-02 | Registered: 22/12/10 | NC | AMS.ID ver. 13 | NO | NO | Grid-connected power from other sources | Asia Pacific | [18 empty] | Switzerland |  |  | Active
3315 | Ebian Yi Autonomous County Shugujiao Hydropower Station | New Dam/'Run of the River' | China | Switzerland (The Climate Cent Foundation) | Registered | TÜV-NORD | South Pole Carbon Asset Management | Small | 8 | - | 7 renewable | 33.84 | 2008-06-06 | 2010-07-02 | 2012-10-02 | Registered: 26/08/10 | NC | AMS.ID ver. 13 | NO | NO | Grid-connected power from other sources | Asia Pacific | [18 empty] | Switzerland |  |  | Active
3393 | Sichuan Jinyanxi 8MW Hydropower Project | New Dam/'Run of the River' | China | Japan (Mitsubishi) | Registered | TÜV-SÜD | Beijing Ruichi Electric Power Information Technology Co | Small | 8 | - | 7 renewable | 34.986 | 2008-06-06 | 2011-02-02 | 2012-10-02 | Registered: 26//11/10 | NC | AMS.ID ver. 13 | NO | NO | Grid-connected power from other sources | Asia Pacific | [18 empty] | Japan |  |  | Active
3211 | Funing County Baida Hydropower Station | New Dam | China | Switzerland (South Pole) | Registered | TÜV-NORD | South Pole Carbon Asset Management | Small | 12 | 8.65 | 7 renewable | 39.64 | 2008-06-06 | 2008-03-02 | 2012-10-02 | Registered: 23/11/10 | NC | AMS.ID ver. 13 | NO | NO | Grid-connected power from other sources | Asia Pacific | [18 empty] | Switzerland |  |  | Active
NYA | Sichuan Houshan 8MW Hydropower Project | New Dam/'Run of the River' | China | Japan (Mitsubishi) | At validation | TÜV-SÜD | Beijing Ruichi Electric Power Information Technology Co | Small | 8 | - | 7 renewable | 34.146 | 2008-06-06 | 2011-02-02 | 2012-10-02 | Open for comment: 06/06/08 - 05/07/08 |  | AMS.ID ver. 13 | NO | NO | Grid-connected power from other sources | Asia Pacific | [18 empty] | Japan |  |  | Active
2484 | Shijiazhou 45MW Hydropower Project in Hunan Province | New Dam | China | Netherlands (MGM Carbon Portfolio) | Registered | Japan Consulting Institute | Beijing Haohua Rivers International Water Engineering Consulting Co., Ltd | Large | 45 | 158 | 7 renewable | 171.004 | 2008-06-06 | 2012-03-02 | 2014-07-02 | Registered: 14/07/09 | NC | ACM0002 ver. 7 | NO | YES | Grid-connected power from other sources | Asia Pacific | [18 empty] | Netherlands |  |  | Active
NYA | 2 x 3.00 MW grid-connected Somavathi Mini Hydel Scheme of M/s S.R.M Power Pvt Ltd in Karnataka | New Dam/'Run of the River' | India | - | At validation | TÜV-NORD | Energy Economy & Environmental Consultants | Small | 6 | - | 7 renewable | 13.334 | 2008-06-05 | 2010-10-02 | 2012-09-02 | Open for comment: 05/06/08 - 04/07/08 |  | AMS.ID ver. 13 | NO | NO | Grid-connected power from other sources | Asia Pacific | [18 empty] | - |  |  | Active
NYA | 2.5 MW Periyar Vaigai-4 small Hydro electric Project for a Grid connected system, Tamil Nadu | New Dam/'Run of the River' | India | - | At validation | TÜV-NORD | Zenith Energy Services | Small | 2.5 | - | 10 fixed | 8.782 | 2008-05-31 | 2011-02-02 | 2012-12-02 | Open for comment: 31/05/08 - 29/06/08 |  | AMS.ID ver. 13 | NO | NO | Grid-connected power from other sources | Asia Pacific | [18 empty] | - |  |  | Active
NYA | 4 MW Periyar Vaigai-3 small Hydro electric Project for a Grid connected system, Tamil Nadu | New Dam/'Run of the River' | India | - | At validation | TÜV-NORD | Zenith Energy Services | Small | 4 | - | 10 fixed | 12.947 | 2008-05-31 | 2011-02-02 | 2013-06-02 | Open for comment: 31/05/08 - 29/06/08 |  | AMS.ID ver. 13 | NO | NO | Grid-connected power from other sources | Asia Pacific | [18 empty] | - |  |  | Active
NYA | 2.5 MW Periyar Vaigai-2 Small Hydro electric Project for a Grid connected system, Tamil Nadu | New Dam/'Run of the River' | India | - | At validation | TÜV-NORD | Zenith Energy Services | Small | 2.5 | - | 10 fixed | 8.673 | 2008-05-31 | 2011-02-02 | 2012-12-02 | Open for comment: 31/05/08 - 29/06/08 |  | AMS.ID ver. 13 | NO | NO | Grid-connected power from other sources | Asia Pacific | [18 empty] | - |  |  | Active
NYA | 4 MW Periyar Vaigai-1 Small Hydro Electric Project for Grid connected system, Tamil Nadu | New Dam/'Run of the River' | India | - | At validation | TÜV-NORD | Zenith Energy Services | Small | 4 | - | 10 fixed | 13.47 | 2008-05-31 | 2009-04-02 | 2012-09-02 | Open for comment: 31/05/08 - 29/06/08 |  | AMS.ID ver. 13 | NO | NO | Grid-connected power from other sources | Asia Pacific | [18 empty] | - |  |  | Active
2415 | 10 MW Bhavani Barrage-1 Small Hydroelectric Project for a Grid connected system, Tamil Nadu | New Dam/'Run of the River' | India | - | Registered | TÜV-NORD | Zenith Energy Services (P) | Small | 10 | - | 10 fixed | 11.999 | 2008-05-31 | 2010-08-02 | 2013-07-02 | Registered: 14/07/09 | NC | AMS.ID ver. 13 | NO | NO | Grid-connected power from other sources | Asia Pacific | [18 empty] | - |  |  | Active
2807 | 10 MW Bhavani Barrage-2 Small Hydroelectric Project for a Grid connected system, Tamil Nadu | New Dam/'Run of the River' | India | - | Registered | TÜV-NORD | Zenith Energy Services (P) | Small | 10 | - | 10 fixed | 11.999 | 2008-05-31 | 2010-08-02 | 2013-07-02 | Registered: 30/10/09 | NC | AMS.ID ver. 13 | NO | NO | Grid-connected power from other sources | Asia Pacific | [18 empty] | - |  |  | Active
3600 | Xiaojin County Zhongmachang Hydropower Project | New Dam/'Run of the River' | China | Japan (Mitsubishi) | Registered | Deloitte | Beijing Changjiang River International Holding | Large | 20 | - | 7 renewable | 105.972 | 2008-05-30 | 2008-03-02 | 2012-10-02 | Registered: 18/09/10 | NC | ACM0002 ver. 7 | NO | NO | Grid-connected power from other sources | Asia Pacific | [18 empty] | Japan |  |  | Active
NYA | Jiwan 7.5MW Small Hydropower Project in Lushi County, Henan province | New Dam/'Run of the River' | China | UK (Sempra Energy Europe) | At validation | TÜV-SÜD | Accord Global Environment Technology (Beijing) Co. + Research Institute of Environmental Sciences, Zhengzhou University | Small | 7.5 | - | 7 renewable | 29.694 | 2008-05-30 | 2012-03-02 | 2013-09-02 | Open for comment: 30/05/08 - 28/06/08 |  | AMS.ID ver. 13 | NO | NO | Grid-connected power from other sources | Asia Pacific | [18 empty] | UK |  |  | Active
2741 | Wuxi Hydropower Project, Qiyang County, Hunan Province | New Dam/'Run of the River' | China | Japan (Mitsubishi) | Registered | Deloitte | Beijing Changjiang River International Holding | Small | 7.5 | 11.02 | 7 renewable | 358.83 | 2008-05-30 | 2009-11-02 | 2012-09-02 | Registered: 07/04/10 | NC | ACM0002 ver. 7 | NO | NO | Grid-connected power from other sources | Asia Pacific | 339.846 | 2011-06-08 | 95.13 | 2011-06-10 | 74.262 | 2012-01-19 | 170.454 | [10 empty] | Japan Consulting Institute | Japan |  |  | Active
4507 | Guangxi Qiaogong Hydropower Project | New Dam | China | Japan (Mitsubishi) | Registered | TÜV-SÜD | Beijing Ruichi Electric Power Information Technology Co | Large | 456 | 31 | 7 renewable | 1656.288 | 2008-05-29 | 2012-08-02 | 2012-10-02 | Registered: 04/08/11 (24/10/11) | NC | ACM0002 ver. 7 | NO | YES | Grid-connected power from other sources | Asia Pacific | [18 empty] | Japan |  |  | Active
2392 | Renkeng Hydropower Project, Longchuan Country, Guangdong Province | New Dam/'Run of the River' | China | Japan (Mitsubishi) | Registered | Japan Consulting Institute | Beijing Changjiang River International Holding | Large | 25 | 39.06 | 7 renewable | 57.202 | 2008-05-29 | 2010-08-02 | 2012-08-02 | Registered: 27/07/09 | NC | ACM0002 ver. 7 | NO | YES | Grid-connected power from other sources | Asia Pacific | 72.494 | 2011-06-08 | 11.73 | 2011-09-08 | 60.764 | [12 empty] | TÜV-Rheinland | Japan |  |  | Active
NYA | Jinlong First and Second Stage Hydroelectrical Power Generation ProjectPower Plant Project | New Dam/'Run of the River' | China | Switzerland (First Climate) | Validation terminated | Bureau Veritas Certification Holding SAS | First Climate Management AG | Small | 4.8 | - | 10 fixed | 9.626 | 2008-05-28 | 2009-09-02 | 2013-01-02 | Review period: 10/03/09 - 08/04/09 |  | AMS.ID ver. 13 | NO | NO | Grid-connected power from other sources | Asia Pacific | [18 empty] | Switzerland |  |  | Inactive
NYA | Jinyun County Shakeng Hydroelectric Power Plant Project | New Dam/'Run of the River' | China | Switzerland (First Climate) | Validation terminated | Bureau Veritas Certification Holding SAS | First Climate (Switzerland) | Small | 5 | - | 7 renewable | 9.37 | 2008-05-28 | 2009-05-02 | 2012-09-02 | Open for comment: 28/05/08 - 26/06/08 |  | AMS.ID ver. 13 | NO | NO | Grid-connected power from other sources | Asia Pacific | [18 empty] | Switzerland |  |  | Inactive
NYA | Qingyuan County Nanyang Second-step Hydroelectric Power Plant Project | New Dam/'Run of the River' | China | Switzerland (First Climate) | Validation terminated | Bureau Veritas Certification Holding SAS | First Climate (Switzerland) | Small | 8 | - | 7 renewable | 23.86 | 2008-05-28 | 2009-09-02 | 2012-09-02 | Open for comment: 28/05/08 - 26/06/08 |  | AMS.ID ver. 13 | NO | NO | Grid-connected power from other sources | Asia Pacific | [18 empty] | Switzerland |  |  | Inactive
NYA | Qingyuan County Xiankeng Hydroelectric Power Plant Project | New Dam/'Run of the River' | China | Switzerland (First Climate) | Validation terminated | Bureau Veritas Certification Holding SAS | First Climate (Switzerland) | Small | 4 | - | 7 renewable | 9.54 | 2008-05-28 | 2009-09-02 | 2013-01-02 | Open for comment: 28/05/08 - 26/06/08 |  | AMS.ID ver. 13 | NO | NO | Grid-connected power from other sources | Asia Pacific | [18 empty] | Switzerland |  |  | Inactive
NYA | Mangalam Small Hydro Project + | New Dam/'Run of the River' | India | UK (Agrinergy) | Validation terminated | Bureau Veritas Certification Holding SAS | Agrinergy + DSCL Energy Services Company + Mangalam Energy Development Company (P) | Small | 7.5 | - | 7 renewable | 24.62 | 2008-05-27 | 2009-06-02 | 2012-12-02 | Open for comment: 27/05/08 - 25/06/08 |  | AMS.ID ver. 13 | NO | NO | Grid-connected power from other sources | Asia Pacific | [18 empty] | UK |  |  | Inactive
NYA | 13.5 MW hydroelectric project by SMS Vidhyut Pvt. Ltd. in Maharashtra | New Dam/'Run of the River' | India | - | At validation | TÜV-NORD | - | Small | 13.5 | - | 10 fixed | 37.05 | 2008-05-27 | 2010-03-02 | 2012-12-02 | Open for comment: 27/05/08 - 25/06/08 |  | AMS.ID ver. 13 | NO | NO | Grid-connected power from other sources | Asia Pacific | [18 empty] | - |  |  | Active
2500 | CDM Project of Moinho and Barracão Small Hydropower Plant | New Dam/'Run of the River' | Brazil | - | Registered | TÜV-NORD | Enerbio Consultoria | Large | 25.7 | 43.21 & 4.18 | 7 renewable | 49.014 | 2008-05-27 | 2011-10-02 | 2014-01-02 | Registered: 11/01/10 | NC | ACM0002 ver. 7 | NO | YES | Grid-connected power from other sources | Latin America | [18 empty] | - |  |  | Active
2845 | Datong River Zhuchaxia Hydropower Station | New Dam/'Run of the River' | China | Netherlands (NV Nuon Energy Tade & Wholesale) | Registered | TÜV-SÜD | DHV BEEC Ltd. Co. | Large | 34 | 754 | 10 fixed | 121.617 | 2008-05-27 | 2010-04-02 | 2013-01-02 | Registered: 18/12/09 | NC | ACM0002 ver. 7 | NO | YES | Grid-connected power from other sources | Asia Pacific | 228.016 | 2011-07-20 | 89.053 | 2012-01-03 | 24.715 | 2012-04-25 | 114.248 | [10 empty] | LRQA | Netherlands |  |  | Active
2848 | Bailongjiang Dalijie Hydropower Station | New Dam/'Run of the River' | China | Netherlands (NV Nuon Energy Tade & Wholesale) | Registered | TÜV-SÜD | DHV BEEC Ltd. Co. | Large | 40.2 | 77.3 | 10 fixed | 138.156 | 2008-05-27 | 2010-12-02 | 2013-09-02 | Registered: 06/12/09 | NC | ACM0002 ver. 7 | NO | YES | Grid-connected power from other sources | Asia Pacific | 101.454 | 2011-01-06 | 18.44 | 2011-07-20 | 83.014 | [12 empty] | LRQA | Netherlands |  |  | Active
2866 | Bailongjiang Shuiboxia Hydropower Station | New Dam/'Run of the River' | China | Netherlands (NV Nuon Energy Tade & Wholesale) | Registered | TÜV-SÜD | DHV BEEC Ltd. Co. | Large | 57 | 120 | 10 fixed | 194.045 | 2008-05-27 | 2010-10-02 | 2013-07-02 | Registered: 21/12/09 | NC | ACM0002 ver. 7 | NO | YES | Grid-connected power from other sources | Asia Pacific | 161.045 | 2012-02-17 | 19.167 | 2012-05-25 | 141.878 | [12 empty] | LRQA | Netherlands |  |  | Active
NYA | Ojo de Agua hydroelectric project | New Dam/'Run of the River' | Panama | Spain (INCLAM) | At validation | AENOR | INCLAM CO2 | Small | 6.44 | - | 7 renewable | 20.633 | 2008-05-24 | 2014-01-02 | 2014-01-02 | Open for comment: 24/05/08 - 22/06/08 |  | AMS.ID ver. 13 | NO | NO | Grid-connected power from other sources | Latin America | [18 empty] | Spain |  |  | Active
NYA | El Sindigo hydroelectric project | New Dam/'Run of the River' | Panama | Spain (INCLAM) | At validation | AENOR | INCLAM | Small | 10 | - | 7 renewable | 38.615 | 2008-05-24 | 2014-01-02 | 2014-01-02 | Open for comment: 24/05/08 - 22/06/08 |  | AMS.ID ver. 13 | NO | NO | Grid-connected power from other sources | Latin America | [18 empty] | Spain |  |  | Active
2936 | 24 MW Bhilangana - III Hydro Power Project | New Dam/'Run of the River' | India | - | Registered | TÜV-SÜD | Bhilangana Hydro Power Limited (BHPL) | Large | 24 | 16.849 | 10 fixed | 102.132 | 2008-05-22 | 2011-03-02 | 2013-09-02 | Registered: 03/03/10 | NC | ACM0002 ver. 7 | NO | YES | Grid-connected power from other sources | Asia Pacific | [18 empty] | - |  |  | Active
3097 | Sichuan Songxin 20MW Hydropower Project | New Dam/'Run of the River' | China | Japan (Mitsubishi) | Registered | TÜV-SÜD | Beijing Ruichi Electric Power Information Technology Co. | Large | 20 | 357 | 7 renewable | 129.884 | 2008-05-21 | 2009-07-02 | 2012-10-02 | Registered: 30/11/10 | NC | ACM0002 ver. 7 | NO | NO | Grid-connected power from other sources | Asia Pacific | 71.68 | 2012-05-29 | 71.68 | [14 empty] | BV Cert | Japan |  |  | Active
2498 | Shaanxi Provincial Yang County Kafang 12 MW Small-scale Hydro Power Project | New Dam/'Run of the River' | China | Japan (PEAR Carbon Offset Initiative, Ltd.) | Registered | JACO | KOE Environmental Consultancy | Small | 12 | - | 7 renewable | 44.139 | 2008-05-21 | 2009-06-02 | 2012-07-02 | Registered: 29/07/09 | NC | AMS.ID ver. 13 | NO | NO | Grid-connected power from other sources | Asia Pacific | [18 empty] | Japan |  |  | Active
3594 | 6 MW Harangi Phase-II Hydro Power Project in Karnataka, India | Existing Dam | India | - | Registered | SGS | Mr. S Saraf | Small | 6 | - | 10 fixed | 6.4 | 2008-05-20 | 2009-10-02 | 2013-06-02 | Registered: 31/08/10 | NC | AMS.ID ver. 13 | NO | NO | Grid-connected power from other sources | Asia Pacific | [18 empty] | - |  |  | Active
NYA | Karikkayam Hydro Power Project in Kerela | New Dam/'Run of the River' | India | - | At validation | SGS | Ayyappa Hydro Power | Small | 15 | - | 10 fixed | 57.005 | 2008-05-20 | 2010-01-02 | 2013-01-02 | Open for comment: 20/05/08 - 18/06/08 |  | AMS.ID ver. 13 | NO | NO | Grid-connected power from other sources | Asia Pacific | [18 empty] | - |  |  | Active
2937 | 2 X 3.5 MW Ullunkal Hydro Power Project in Kerala, India | New Dam/'Run of the River' | India | - | Registered | SGS | Energy Development Compagny Limited | Small | 7 | - | 10 fixed | 25.757 | 2008-05-20 | 2010-01-02 | 2012-10-02 | Registered: 08/03/10 | A | AMS.ID ver. 13 | NO | NO | Grid-connected power from other sources | Asia Pacific | [18 empty] | - |  |  | Active
3023 | Xundian Jinfeng 12.6MW Hydropower Project | New Dam/'Run of the River' | China | Japan (Mitsubishi) | Registered | TÜV-SÜD | Beijing Ruichi Electric Power Information Technology Co. + Yunnan Ruiheng Lianhe Energy Development Co. | Small | 12.6 | - | 7 renewable | 40.765 | 2008-05-20 | 2009-05-02 | 2012-10-02 | Registered: 29/04/10 | NC | AMS.ID ver. 13 | NO | NO | Grid-connected power from other sources | Asia Pacific | [18 empty] | Japan |  |  | Active
3653 | Micro-hydro Promotion + | New Dam/'Run of the River' | Nepal | Netherlands (IBRD) | Registered | SGS | Mr Bikash Pandey | Small | 15 | - | 7 renewable | 252.466 | 2008-05-17 | 2007-02-02 | 2012-07-02 | Registered: 18/10/10 | NC | AMS.ID ver. 13 | NO | NO | Grid-connected power from other sources | Asia Pacific | [18 empty] | Netherlands |  |  | Active
3558 | Small-Scale Hydropower Project Sahanivotry in Madagascar | New Dam/'Run of the River' | Madagascar | Austria (Kommunalkredit Public Consulting Gmb) | Registered | TÜV-SÜD | Pöyry Energy GmbH | Small | 15 | - | 10 fixed | 48.57 | 2008-05-17 | 2012-08-02 | 2012-09-02 | Registered: 28/08/10 | NC | AMS.ID ver. 13 | NO | NO | Grid-connected power from other sources | Africa & Middle East | [18 empty] | Austria |  |  | Active
1861 | Sonna mini hydel scheme in Karnataka State | New Dam/'Run of the River' | India | - | Registered | DNV | Zenith Energy Services (P) | Small | 10.5 | - | 10 fixed | 23.387 | 2008-05-17 | 2011-02-02 | 2012-08-02 | Registered: 21/09/09 | NC | AMS.ID ver. 13 | NO | NO | Grid-connected power from other sources | Asia Pacific | [18 empty] | - |  |  | Active
2690 | Shangri-La Xinglonghe Cascade Hydropower Project | New Dam/'Run of the River' | China | UK (Green Hercules Trading Limited) | Registered | TÜV-NORD | Shangri-La Xinglonghe Cascade Hydropower Project | Large | 24 | 8080 & 2080 | 7 renewable | 81.953 | 2008-05-17 | 2010-06-02 | 2012-07-02 | Registered: 16/10/09 | NC | ACM0002 ver. 7 | NO | YES | Grid-connected power from other sources | Asia Pacific | [18 empty] | UK |  |  | Active
3002 | São Domingos II Hydroelectric Project | New Dam | Brazil | - | Registered | DNV | MGM Worldwide LLC | Large | 24 | 16 | 7 renewable | 55.107 | 2008-05-16 | 2011-01-02 | 2012-09-02 | Registered: 20/04/10 | NC | ACM0002 ver. 7 | NO | YES | Grid-connected power from other sources | Latin America | [18 empty] | - |  |  | Active
NYA | Rakchad and Kaachrang Small Hydro Electric Projects | New Dam/'Run of the River' | India | UK (Agrinergy) | Validation terminated | Bureau Veritas Certification Holding SAS | Agrinergy + DSCL Energy Services Co. + Regent Energy | Small | 8 | - | 7 renewable | 31.151 | 2008-05-15 | 2010-12-02 | 2013-12-02 | Open for comment: 15/05/08 - 13/06/08 |  | AMS.ID ver. 13 | NO | NO | Grid-connected power from other sources | Asia Pacific | [18 empty] | UK |  |  | Inactive
NYA | Substitution of Hydro-electric power in the National Grid | New Dam/'Run of the River' | India | - | At validation | SGS | Jammu and Kashmir State Power Development Corporation | Large | 450 | 1976 | 10 fixed | 2222.866 | 2008-05-15 | 2009-01-02 | 2012-04-02 | Open for comment: 15/05/08 - 13/06/08 |  | ACM0002 ver. 7 | NO | YES | Grid-connected power from other sources | Asia Pacific | [18 empty] | - |  |  | Active
NYA | Small scale project of the Hydroelectric Power Plant of Cañazas | New Dam/'Run of the River' | Panama | - | At validation | AENOR | NOVOTEC CONSULTORES S.A. | Small | 5.94 | - | 7 renewable | 17.283 | 2008-05-15 | 2012-05-02 | 2014-03-02 | Open for comment: 15/05/08 - 13/06/08 |  | AMS.ID ver. 13 | NO | NO | Grid-connected power from other sources | Latin America | [18 empty] | - |  |  | Active
NYA | Dadingzishan 66MW Hydropower Project in Heilongjiang Province | New Dam/'Run of the River' | China | Japan (Toyota Tsusho) | Validation terminated | Japan Consulting Institute | Beijing Haohua Rivers International Water Engineering Consulting Co., Ltd | Large | 66 | 37.58 | 7 renewable | 313.645 | 2008-05-10 | 2009-03-02 | 2013-01-02 | Open for comment: 10/05/08 - 08/06/08 |  | ACM0002 ver. 7 | NO | YES | Grid-connected power from other sources | Asia Pacific | [18 empty] | Japan |  |  | Inactive
NYA | Mujianghe and Hediping 8.87 MW Bundled Small Hydropower Project in Hunan Province + | New Dam/'Run of the River' | China | Canada (Natsource) | At validation | DNV | Accord Global Environment Technology (Beijing) Co., Ltd. | Small | 8.87 | - | 7 renewable | 21.108 | 2008-05-10 | 2009-07-02 | 2012-08-02 | Open for comment: 10/05/08 - 08/06/08 |  | AMS.ID ver. 13 | NO | NO | Grid-connected power from other sources | Asia Pacific | [18 empty] | Canada |  |  | Active
NYA | Dazijing, Jiulongba and Huanghuayuan 9.33 MW Bundled Small Hydropower Project in Hunan Province + | New Dam/'Run of the River' | China | Canada (Natsource) | At validation | DNV | Accord Global Environment Technology (Beijing) Co., Ltd. | Small | 9.33 | - | 7 renewable | 21.21 | 2008-05-10 | 2009-08-02 | 2012-08-02 | Open for comment: 10/05/08 - 08/06/08 |  | AMS.ID ver. 13 | NO | NO | Grid-connected power from other sources | Asia Pacific | [18 empty] | Canada |  |  | Active
NYA | Jinhe Siji Hydropower Station | New Dam | China | Spain (Asin Carbono S.L.) | At validation | DNV | ahlcarbono | Large | 30 | 1066 | 7 renewable | 105.43 | 2008-05-10 | 2011-01-02 | 2013-01-02 | Open for comment: 10/05/08 - 08/06/08 |  | ACM0002 ver. 7 | NO | YES | Grid-connected power from other sources | Asia Pacific | [18 empty] | Spain |  |  | Active
NYA | Niutoujiang 9.475 MW Bundled Small Hydropower Project in Hunan Province + | New Dam/'Run of the River' | China | Canada (Natsource) | At validation | DNV | Accord Global Environment Technology (Beijing) Co., Ltd. | Small | 9.475 | - | 7 renewable | 22.779 | 2008-05-10 | 2009-07-02 | 2012-08-02 | Open for comment: 10/05/08 - 08/06/08 |  | AMS.ID ver. 13 | NO | NO | Grid-connected power from other sources | Asia Pacific | [18 empty] | Canada |  |  | Active
NYA | Zhulongmen 12.06MW Bundled Small Hydropower Project in Hunan Province + | New Dam/'Run of the River' | China | Canada (Natsource) | At validation | DNV | Accord Global Environment Technology (Beijing) Co., Ltd. | Small | 12.06 | - | 7 renewable | 29.956 | 2008-05-10 | 2009-07-02 | 2012-08-02 | Open for comment: 10/05/08 - 08/06/08 |  | AMS.ID ver. 13 | NO | NO | Grid-connected power from other sources | Asia Pacific | [18 empty] | Canada |  |  | Active
NYA | Shangdong, Xiadong and Xinfeng 14.24 MW Bundled Small Hydropower Project in Hunan Province + | New Dam/'Run of the River' | China | Canada (Natsource) | At validation | DNV | Accord Global Environment Technology (Beijing) Co., Ltd. | Small | 14.24 | - | 7 renewable | 37.532 | 2008-05-10 | 2009-09-02 | 2012-08-02 | Open for comment: 10/05/08 - 08/06/08 |  | AMS.ID ver. 13 | NO | NO | Grid-connected power from other sources | Asia Pacific | [18 empty] | Canada |  |  | Active
2791 | Guangxi Baise Tianlin Baile Hydropower Station | New Dam/'Run of the River' | China | Germany (RWE Power AG) | Registered | TÜV-NORD | Beijing Tianqing Power International CDM Consulting, Co | Large | 21 | 23 | 7 renewable | 52.094 | 2008-05-10 | 2011-04-02 | 2013-01-02 | Registered: 30/03/10 | NC | ACM0002 ver. 7 | NO | YES | Grid-connected power from other sources | Asia Pacific | [18 empty] | Germany |  |  | Active
2965 | 5 MW Debal Grid-connected Hydroelectric Project in Uttaranchal + | New Dam/'Run of the River' | India | - | Registered | DNV | 5 MW Debal Grid-connected Hydroelectric Project in Uttaranchal | Small | 5 | - | 10 fixed | 23.887 | 2008-05-09 | 2009-03-02 | 2012-10-02 | Registered: 15/03/10 | NC | AMS.ID ver. 13 | NO | NO | Grid-connected power from other sources | Asia Pacific | [18 empty] | - |  |  | Active
NYA | Fujian Pinghe 14.6MW Bundled Small Hydropower | New Dam/'Run of the River' | China | Italy (Edison) | At validation | TÜV-SÜD | Caspervandertak Consulting + Xiamen Pengliqing Environmental Technology Development | Small | 14.6 | 300 | 7 renewable | 42.957 | 2008-05-08 | 2010-11-02 | 2012-12-02 | Open for comment: 08/05/08 - 06/06/08 |  | AMS.ID ver. 13 | NO | NO | Grid-connected power from other sources | Asia Pacific | [18 empty] | Italy |  |  | Active
4903 | Fujian Shanghang Jiantou 9.8 MW hydropower Station Project | New Dam/'Run of the River' | China | Italy (Edison) | Registered | TÜV-SÜD | Caspervandertak Consulting + Xiamen Pengliqing Environmental Technology Development | Small | 9.8 | 8.17 | 7 renewable | 22.03 | 2008-05-08 | 2008-08-02 | 2012-09-02 | Registered: 06/02/12 (20/04/12) | NC | AMS.ID ver. 13 | NO | NO | Grid-connected power from other sources | Asia Pacific | [18 empty] | Italy |  |  | Active
NYA | Fujian Shanghang Huilong 9.9 MW hydropower Station Project | New Dam/'Run of the River' | China | Italy (Edison) | At validation | TÜV-SÜD | Caspervandertak Consulting + Xiamen Pengliqing Environmental Technology Development | Small | 9.9 | 11.42 | 7 renewable | 27.87 | 2008-05-08 | 2008-09-02 | 2012-09-02 | Open for comment: 08/05/08 - 06/06/08 |  | AMS.ID ver. 13 | NO | NO | Grid-connected power from other sources | Asia Pacific | [18 empty] | Italy |  |  | Active
NYA | Fujian Changting Tingzhou Hydropower Station Project | New Dam | China | Germany (Deutsche Bank) | At validation | TÜV-SÜD | Caspervandertak Consulting + Xiamen Pengliqing Environmental Technology Development | Large | 25.5 | 10.2 | 7 renewable | 67.752 | 2008-05-07 | 2009-02-02 | 2012-09-02 | Open for comment: 07/05/08 - 05/06/08 |  | ACM0002 ver. 7 | NO | YES | Grid-connected power from other sources | Asia Pacific | [18 empty] | Germany |  |  | Active
NYA | Fujian Zhangping Xizikou Hydropower Station Project | New Dam | China | Germany (Deutsche Bank) | Validation terminated | TÜV-SÜD | Caspervandertak Consulting + Xiamen Pengliqing Environmental Technology Development | Large | 22 | 7.94 | 7 renewable | 59.439 | 2008-05-07 | 2008-09-02 | 2012-09-02 | Open for comment: 07/05/08 - 05/06/08 |  | ACM0002 ver. 7 | NO | YES | Grid-connected power from other sources | Asia Pacific | [18 empty] | Germany |  |  | Inactive
NYA | Clanwilliam Hydro Electric Power Scheme | Existing Dam | South Africa | Denmark (Danida) | At validation | TÜV-SÜD | Sustainable Transactions cc | Small | 1.5 | - | 7 renewable | 11.16 | 2008-05-07 | 2011-11-02 | 2012-10-02 | Open for comment: 07/05/08 - 05/06/08 |  | AMS.ID ver. 13 | NO | NO | Grid-connected power from other sources | Africa & Middle East | [18 empty] | Denmark |  |  | Active
NYA | Reconstruction of Calderas Hydroelectric Power Plant | New Dam | Colombia | UK (Agcert International) | Validation negative | DNV | Reconstruction of Calderas Hydroelectric Power Plant | Large | 26 | 29545 | 7 renewable | 39.582 | 2008-05-06 | 2010-07-02 | 2012-10-02 | Open for comment: 06/05/08 - 04/06/08 |  | ACM0002 ver. 7 | YES | YES | Grid-connected power from other sources | Latin America | [18 empty] | UK |  |  | Inactive
NYA | Sichuan Leshan Mabian Tiansheng SSC Hydro Power Project | New Dam/'Run of the River' | China | Netherlands (MGM Carbon Portfolio) | Validation terminated | TÜV-SÜD | Leshan Science and Technology Bureau of Sichuan Province + Urban Planning & Design Institute of Tsinghua University | Small | 5 | 66667 | 7 renewable | 39.944 | 2008-05-06 | 2010-01-02 | 2012-09-02 | Open for comment: 06/05/08 - 04/06/08 |  | AMS.ID ver. 13 | NO | NO | Grid-connected power from other sources | Asia Pacific | [18 empty] | Netherlands |  |  | Inactive
NYA | Sichuan Leshan Mabian Jinhe 1st grade Hydro Power Project | New Dam/'Run of the River' | China | Netherlands (MGM Carbon Portfolio) | Validation terminated | TÜV-SÜD | Leshan Science and Technology Bureau of Sichuan Province + Urban Planning & Design Institute of Tsinghua University | Small | 5 | 8032 | 7 renewable | 41.122 | 2008-05-06 | 2011-04-02 | 2012-09-02 | Open for comment: 06/05/08 - 04/06/08 |  | AMS.ID ver. 13 | NO | NO | Grid-connected power from other sources | Asia Pacific | [18 empty] | Netherlands |  |  | Inactive
3355 | Shaanxi Wanjiabao Miaoliang Langhe Bundled Small Hydropower Project + | New Dam/'Run of the River' | China | Sweden (CAMS) | Registered | Bureau Veritas Certification Holding SAS | College of Environmental Science and Engineering, Hunan University | Small | 13.06 | - | 7 renewable | 37.669 | 2008-05-03 | 2010-07-02 | 2012-11-02 | Registered: 07/06/10 | NC | AMS.ID ver. 13 | NO | NO | Grid-connected power from other sources | Asia Pacific | 21.903 | 2011-12-27 | 21.903 | [14 empty] | China Environmental United Certification Center Co., Ltd (CEC) | Sweden |  |  | Active
3853 | Bundled Microhydel Projects (3.115 MW) in Uttaranchal + | New Dam/'Run of the River' | India | - | Registered | DNV | UREDA + AHEC – Roorkee | Small | 3.115 | - | 7 renewable | 6.141 | 2008-05-01 | 2009-01-02 | 2012-08-02 | Registered: 03/12/10 | NC | AMS.ID ver. 13 | NO | NO | Grid-connected power from other sources | Asia Pacific | [18 empty] | - |  |  | Active
NYA | Lodhama Hydro Power Project at Darjeeling in West Bengal + | New Dam/'Run of the River' | India | - | At validation | SGS | Nippo Power Limited | Small | 4.5 | - | 10 fixed | 17.92 | 2008-05-01 | 2006-02-02 | 2012-07-02 | Open for comment: 01/05/08 - 30/05/08 |  | AMS.ID ver. 13 | NO | NO | Grid-connected power from other sources | Asia Pacific | [18 empty] | - |  |  | Active
3227 | Langao Niping hydropower project + | New Dam/'Run of the River' | China | Sweden (CAMS) | Registered | TÜV-SÜD | Shanghai Chuanji Investment Management Co. | Small | 14 | - | 7 renewable | 41.356 | 2008-05-01 | 2010-04-02 | 2012-10-02 | Registered: 13/05/10 | NC | AMS.ID ver. 13 | NO | NO | Grid-connected power from other sources | Asia Pacific | 40.11 | 2011-12-16 | 40.11 | [14 empty] | TÜV-NORD | Sweden |  |  | Active
2852 | Yunnan Saizhu Hydropower Project + | New Dam | China | UK (Trading Emissions PLC) | Registered | TÜV-SÜD | Coway International TechTrans Co., Ltd. | Large | 102 | 1467.63 | 7 renewable | 332.571 | 2008-04-30 | 2005-11-02 | 2009-11-01 | Registered: 12/04/10 | NC | ACM0002 ver. 7 | Yes | Yes | Grid-connected power from other sources | Asia Pacific | 294.674 | 2011-07-06 | 169.907 | 2012-01-27 | 124.767 | [12 empty] | KOREAN FOUNDATION FOR QUALITY | UK |  |  | Active
2877 | Yunnan Sinanjiang 201MW Hydropower Project | New Dam | China | Sweden (Trading Emissions PLC) | Registered | TÜV-SÜD | Coway International TechTrans Co. | Large | 201 | 20.53 | 7 renewable | 696.607 | 2008-04-30 | 2012-06-02 | 2012-10-02 | Registered: 24/02/10 | NC | ACM0002 ver. 7 | NO | YES | Grid-connected power from other sources | Asia Pacific | 1303.597 | 2011-06-08 | 228.241 | 2011-07-21 | 454.744 | 2012-04-11 | 620.612 | [10 empty] | DNV | Sweden |  |  | Active
2945 | Sichuan Baoxing Dongfeng Hydropower Project | New Dam/'Run of the River' | China | UK (ICECAP) + Switzerland (Vitol) | Registered | TÜV-SÜD | Redox International Consulting (Peking) Co. | Large | 42 | 122.5 | 7 renewable | 189.599 | 2008-04-30 | 2008-09-02 | 2013-01-02 | Registered: 29/01/10 | NC | ACM0002 ver. 7 | NO | YES | Grid-connected power from other sources | Asia Pacific | [18 empty] | UK | Switzerland |  | Active
NYA | Siteki, Plumbungan, Ketenger #4 and Cileunca Small-Scale Hydroelectric Power Projects + | New Dam/'Run of the River' | Indonesia | Japan (Chugoku Electric Power Co & Kajima) | At validation | DNV | PT Indonesia Power + The Chugoku Electric Power Co. + Center for Application and Assessment of Energy Resources Technology, Agency for the Application and Assessment of Technology(BPPT) | Small | 4.3 | 3428, 2963, 5254 | 7 renewable | 24.968 | 2008-04-29 | 2010-09-02 | 2012-07-02 | Open for comment: 29/04/08 - 28/05/08 |  | AMS.ID ver. 13 | NO | NO | Grid-connected power from other sources | Asia Pacific | [18 empty] | Japan |  |  | Active
NYA | Xianyou Jiuxi Cascade Hydropower Bundle Project + | New Dam/'Run of the River' | China | UK (Green Hercules Trading Limited) | Validation terminated | TÜV-NORD | Beijing Tianqing Power International CDM Consulting, Co | Small | 12.29 | 52.5, 11.01, 17.66, 27.97, 160 | 7 renewable | 34.968 | 2008-04-29 | 2009-06-02 | 2013-01-02 | Open for comment: 29/04/08 - 28/05/08 |  | AMS.ID ver. 13 | NO | NO | Grid-connected power from other sources | Asia Pacific | [18 empty] | UK |  |  | Inactive
NYA | Buguan River-I Hydropower Project | New Dam/'Run of the River' | China | Sweden (Standard Bank Plc) | At validation | TÜV-SÜD | Coway International TechTrans Co. | Small | 15 | - | 7 renewable | 52.114 | 2008-04-26 | 2012-02-02 | 2014-01-02 | Open for comment: 26/04/08 - 25/05/08 |  | AMS.ID ver. 13 | NO | NO | Grid-connected power from other sources | Asia Pacific | [18 empty] | Sweden |  |  | Active
NYA | The Fourth Cascade Hydropower Project of Buguan River | New Dam/'Run of the River' | China | Sweden (Standard Bank Plc) | At validation | TÜV-SÜD | Coway International TechTrans Co. | Small | 6 | - | 7 renewable | 20.242 | 2008-04-26 | 2012-04-02 | 2013-07-02 | Open for comment: 26/04/08 - 25/05/08 |  | AMS.ID ver. 13 | NO | NO | Grid-connected power from other sources | Asia Pacific | [18 empty] | Sweden |  |  | Active
NYA | Xiaojinxian Xinqiao Small Hydropower Project | New Dam/'Run of the River' | China | Sweden (CAMS) | At validation | TÜV-NORD | College of Environmental Science and Engineering, Hunan University | Small | 12.6 | - | 7 renewable | 44.755 | 2008-04-25 | 2011-10-02 | 2014-01-02 | Open for comment: 25/04/08 - 24/05/08 |  | AMS.ID ver. 13 | NO | NO | Grid-connected power from other sources | Asia Pacific | [18 empty] | Sweden |  |  | Active
3557 | Ngoi Hut 1 Hydropower Project + | New Dam | Vietnam | UK (Carbon Resource Management) | Registered | DNV | Ngoi Hut | Small | 8.4 | 49.4 | 7 renewable | 22.122 | 2008-04-25 | 2011-12-02 | 2013-01-02 | Registered: 19/02/11 | A, B | AMS.ID ver. 13 | NO | NO | Grid-connected power from other sources | Asia Pacific | [18 empty] | UK |  |  | Active
NYA | China Tongxinxi Hydropower Project | New Dam | China | Switzerland (Vitol SA) | At validation | TÜV-NORD | Hunan CDM project service centre | Large | 30 | 34.88 | 7 renewable | 112.656 | 2008-04-24 | 2009-03-02 | 2012-10-02 | Open for comment: 24/04/08 - 23/05/08 |  | ACM0002 ver. 7 | NO | YES | Grid-connected power from other sources | Asia Pacific | [18 empty] | Switzerland |  |  | Active
2607 | El Chaparral Hydroelectric Project | New Dam | El Salvador | - | Registered | SGS | Geoingeniería Ingenieros Consultores S.A | Large | 65.4 | 7.6 | 7 renewable | 150.181 | 2008-04-24 | 2012-08-02 | 2015-12-02 | Registered: 01/03/10 | NC | ACM0002 ver. 7 | NO | YES | Grid-connected power from other sources | Latin America | [18 empty] | - |  |  | Active
2606 | Piedade Small Hydro Power Plant CDM Project Activity | New Dam/'Run of the River' | Brazil | - | Registered | SGS | Ecoinvest Carbon Brasil | Large | 16 | - | 7 renewable | 24.3 | 2008-04-24 | 2010-06-02 | 2013-01-02 | Registered: 25/12/09 | NC | AMS.ID ver. 13 | YES | NO | Grid-connected power from other sources | Latin America | [18 empty] | - |  |  | Active
2904 | Guangxi Jingxi County Yuexu Hydropower Station + | New Dam | China | UK (Green Hercules Trading Limited) | Registered | TÜV-NORD | Beijing Tianqing Power International CDM Consulting, Co | Small | 7.65 | - | 7 renewable | 24.922 | 2008-04-24 | 2009-12-02 | 2012-10-02 | Registered: 08/03/10 | NC | AMS.ID ver. 13 | NO | NO | Grid-connected power from other sources | Asia Pacific | 22.998 | 2012-02-10 | 22.998 | [14 empty] | China Quality Certification Centre (CQC) | UK |  |  | Active
2942 | Wenshan Panlong River Weilong Hydropower Station + | New Dam | China | UK (Green Hercules Trading Limited) | Registered | TÜV-NORD | Beijing Tianqing Power International CDM Consulting, Co | Small | 10 | - | 7 renewable | 34.768 | 2008-04-24 | 2008-12-02 | 2012-10-02 | Registered: 05/03/10 | NC | AMS.ID ver. 13 | NO | NO | Grid-connected power from other sources | Asia Pacific | 28.206 | 2011-12-08 | 28.206 | [14 empty] | China Quality Certification Centre (CQC) | UK |  |  | Active
3560 | Hunan Dongkou Small-scale Hydropower Bundled Project of China + | New Dam/'Run of the River' | China | Japan (Marubeni Corporation) | Registered | TÜV-SÜD | Accord Global Environment Technology (Beijing) Co., Ltd. | Small | 8.32 | - | 7 renewable | 26.612 | 2008-04-23 | 2009-05-02 | 2012-08-02 | Registered: 08/08/11 (28/11/11) | NC | AMS.ID ver. 13 | NO | NO | Grid-connected power from other sources | Asia Pacific | [18 empty] | Japan |  |  | Active
2425 | Addition of a power generation micro unit at the 5 de Noviembre Power Plant | Existing Dam | El Salvador | - | Withdrawn | SGS | Geoingeniería Ingenieros Consultores S.A., San José - Costa Rica | Small | 0.5 | - | 7 renewable | 1.549 | 2008-04-23 | 2008-10-14 | 2009-04-01 | Withdrawn: 03/08/09 | NC | AMS-I.D. ver. 13 | NO | NO | Grid-connected power from other sources | Latin America | [18 empty] | - |  |  | Inactive
4427 | Yunnan Xinhe and Xingfu Expansion Hydropower Station Bundled Project | New Dam/'Run of the River' | China | UK (Green Hercules Trading Limited) | Registered | TÜV-NORD | Beijing Tianqing Power International CDM Consulting | Small | 8.25 | - | 7 renewable | 28.908 | 2008-04-19 | 2009-12-02 | 2012-10-02 | Registered: 30/07/11 (19/09/11) | NC | AMS.ID ver. 13 | NO | NO | Grid-connected power from other sources | Asia Pacific | [18 empty] | UK |  |  | Active
3014 | Yunnan Province Yingjiang County Nanpian River Hydropower Station | New Dam/'Run of the River' | China | UK (Green Hercules Trading Limited) | Registered | TÜV-NORD | Beijing Tianqing Power International CDM Consulting | Small | 5 | - | 7 renewable | 18.807 | 2008-04-19 | 2008-09-02 | 2012-10-02 | Registered: 20/10/10 | NC | AMS.ID ver. 13 | NO | NO | Grid-connected power from other sources | Asia Pacific | [18 empty] | UK |  |  | Active
3094 | Yunnan Yizi 19.2MW Hydropower Project | New Dam/'Run of the River' | China | France (Orbeo) | Registered | TÜV-SÜD | Hangzhou Carbon Trade Environment Engineering Co. | Large | 19.2 | 1600 | 7 renewable | 67.661 | 2008-04-17 | 2010-11-02 | 2013-01-02 | Registered: 04/10/10 | NC | ACM0002 ver. 7 | NO | NO | Grid-connected power from other sources | Asia Pacific | 11.294 | 2011-09-22 | 11.294 | [14 empty] | DNV | France |  |  | Active
NYA | Sichuan Da County Jiujietan Hydropower Project | New Dam/'Run of the River' | China | France (Orbeo) | At validation | TÜV-SÜD | Hangzhou Carbon Trade Environment Engineering Co | Large | 39 | 4.875 | 7 renewable | 165.852 | 2008-04-17 | 2011-11-02 | 2013-01-02 | Open for comment: 17/04/08 - 16/05/08 |  | ACM0002 ver. 7 | NO | YES | Grid-connected power from other sources | Asia Pacific | [18 empty] | France |  |  | Active
2893 | Yunnan Yingjiang Mengyong River 1st Level Hydropower Station + | New Dam/'Run of the River' | China | UK (Green Hercules Trading Limited) | Registered | TÜV-NORD | Beijing Tianqing Power International CDM Consulting | Small | 5 | 50 | 7 renewable | 16.268 | 2008-04-17 | 2010-12-02 | 2013-09-02 | Registered: 04/12/09 | NC | AMS.ID ver. 13 | NO | NO | Grid-connected power from other sources | Asia Pacific | 16.27 | 2011-11-10 | 16.27 | [14 empty] | China Quality Certification Centre (CQC) | UK |  |  | Active
2940 | Yunnan Yun County Pan River 3rd Level Hydropower Station + | New Dam/'Run of the River' | China | UK (Green Hercules Trading Limited) | Registered | TÜV-NORD | Beijing Tianqing Power International CDM Consulting | Small | 8 | - | 7 renewable | 25.158 | 2008-04-17 | 2009-05-02 | 2012-10-02 | Registered: 21/12/09 | NC | AMS.ID ver. 13 | NO | NO | Grid-connected power from other sources | Asia Pacific | [18 empty] | UK |  |  | Active
NYA | Yunnan Qujing Tingzitang Hydropower Project | New Dam | China | Netherlands (EcoSecurities) | Validation terminated | TÜV-SÜD | EcoSecurities | Large | 24 | 19 | 7 renewable | 86.306 | 2008-04-16 | 2010-11-02 | 2012-12-02 | Open for comment: 16/04/08 - 15/05/08 |  | ACM0002 ver. 7 | NO | YES | Grid-connected power from other sources | Asia Pacific | [18 empty] | Netherlands |  |  | Inactive
2868 | Sichuan Lushan Dachuan River Cascade Hydropower Bundle Project | New Dam | China | Japan (Marubeni Corporation) | Registered | TÜV-NORD | Beijing Tianqing Power International CDM Consulting | Large | 106.4 | 1423, 2376, 1628, 3980, 7809 | 7 renewable | 444.876 | 2008-04-16 | 2007-04-02 | 2013-01-02 | Registered: 05/05/10 | NC | ACM0002 ver. 7 | NO | YES | Grid-connected power from other sources | Asia Pacific | 485.928 | 2011-01-31 | 173.456 | 2011-12-19 | 312.472 | [12 empty] | China Quality Certification Centre (CQC) | Japan |  |  | Active
3205 | Sichuan Baoxing Dengchigou Second Level Hydropower Station | New Dam/'Run of the River' | China | UK (Green Hercules Trading Limited) | Registered | TÜV-NORD | Beijing Tianqing Power International CDM Consulting, Co | Small | 6.4 | - | 7 renewable | 27.19 | 2008-04-15 | 2008-12-02 | 2012-10-02 | Registered: 29/11/10 | NC | AMS.ID ver. 13 | NO | NO | Grid-connected power from other sources | Asia Pacific | [18 empty] | UK |  |  | Active
2972 | Eryuan Huian Hydropower Station + | New Dam/'Run of the River' | China | UK (Green Hercules Trading Limited) | Registered | TÜV-NORD | Beijing Tianqing Power International CDM Consulting | Small | 12.6 | - | 7 renewable | 61.379 | 2008-04-15 | 2008-10-02 | 2012-10-02 | Registered: 26/10/10 | NC | AMS.ID ver. 13 | NO | NO | Grid-connected power from other sources | Asia Pacific | 30.212 | 2012-03-16 | 30.212 | [14 empty] | China Quality Certification Centre (CQC) | UK |  |  | Active
1864 | Hunan Jinjiagou Small Hydropower Project + | New Dam/'Run of the River' | China | Sweden (CAMS) | Registered | Bureau Veritas Certification Holding SAS | Hunan CDM Project Service Center | Small | 15 | - | 7 renewable | 63.358 | 2008-04-15 | 2010-11-02 | 2013-03-02 | Registered: 24/08/09 | NC | AMS.ID ver. 13 | NO | NO | Grid-connected power from other sources | Asia Pacific | 57.002 | 2011-01-12 | 57.002 | [14 empty] | BV Cert | Sweden |  |  | Active
3581 | Sichuan Lengshuikou 12.1 MW Small-Scale Bundled Hydropower Project | New Dam/'Run of the River' | China | Netherlands (CEZ) | Rejected | DNV | Enecore Carbon Co | Small | 12.1 | - | 7 renewable | 46.68 | 2008-04-13 | 2011-01-02 | 2013-03-02 | Rejected: 03/06/11 | NC | AMS.ID ver. 13 | NO | NO | Grid-connected power from other sources | Asia Pacific | [18 empty] | Netherlands |  |  | Inactive
NYA | Sichuan Qu County Shifotan 24MW Hydro Power Project | New Dam/'Run of the River' | China | Netherlands (CEZ) | At validation | DNV | Enecore Carbon Co | Large | 24 | 19.2 | 7 renewable | 111.696 | 2008-04-13 | 2011-01-02 | 2013-06-02 | Open for comment: 13/04/08 - 12/05/08 |  | ACM0002 ver. 7 | NO | YES | Grid-connected power from other sources | Asia Pacific | [18 empty] | Netherlands |  |  | Active
2903 | Yunnan Province Yingjiang County Zhanda River Hydropower Station | New Dam/'Run of the River' | China | UK (Green Hercules Trading Limited) | Registered | TÜV-NORD | Beijing Tianqing Power International CDM Consulting, Co | Small | 7.5 | - | 7 renewable | 28.062 | 2008-04-11 | 2011-11-02 | 2013-05-02 | Registered: 23/11/09 | NC | AMS.ID ver. 13 | NO | NO | Grid-connected power from other sources | Asia Pacific | 36.947 | 2011-08-26 | 36.947 | [14 empty] | China Quality Certification Centre (CQC) | UK |  |  | Active
NYA | Chongqing Jiangjin Taipingsi Hydropower Station | New Dam/'Run of the River' | China | UK (Green Hercules Trading Limited) | Validation terminated | TÜV-NORD | Beijing Tianqing Power International CDM Consulting, Co | Small | 11 | - | 7 renewable | 31.85 | 2008-04-10 | 2008-12-02 | 2012-10-02 | Open for comment: 10/04/08 - 09/05/08 |  | AMS.ID ver. 13 | NO | NO | Grid-connected power from other sources | Asia Pacific | [18 empty] | UK |  |  | Inactive
3123 | Yunnan Province Yingjiang County Nandan River 3rd Level Hydropower Station | New Dam/'Run of the River' | China | UK (Green Hercules Trading Limited) | Registered | TÜV-NORD | Beijing Tianqing Power International CDM Consulting, Co | Small | 6.4 | - | 7 renewable | 22.45 | 2008-04-10 | 2009-05-02 | 2012-10-02 | Registered: 22/11/10 | NC | AMS.ID ver. 13 | NO | NO | Grid-connected power from other sources | Asia Pacific | [18 empty] | UK |  |  | Active
NYA | Chongqing Hechuan Fujinba Hydropower Station | New Dam | China | UK (Green Hercules Trading Limited) | Validation negative | TÜV-NORD | Beijing Tianqing Power International CDM Consulting, Co | Large | 60 | 5.17 | 7 renewable | 197.874 | 2008-04-10 | 2009-03-02 | 2012-10-02 | Open for comment: 10/04/08 - 09/05/08 |  | ACM0002 ver. 7 | NO | YES | Grid-connected power from other sources | Asia Pacific | [18 empty] | UK |  |  | Inactive
3174 | Yunnan Province Yingjiang County Nanlang River 2nd Level Hydropower Station | New Dam/'Run of the River' | China | UK (Green Hercules Trading Limited) | Registered | TÜV-NORD | Beijing Tianqing Power International CDM Consulting, Co | Small | 5 | - | 7 renewable | 20.595 | 2008-04-10 | 2009-11-02 | 2012-10-02 | Registered: 28/05/10 | NC | AMS.ID ver. 13 | NO | NO | Grid-connected power from other sources | Asia Pacific | 29.057 | 2012-03-05 | 29.057 | [14 empty] | CEPREI | UK |  |  | Active
3552 | Dak Rung 1 Hydropower Project + | New Dam | Vietnam | UK (Carbon Resource Management Ltd) | Registered | DNV | Carbon Resource Management Ltd | Small | 5 | 29.1 | 7 renewable | 14.213 | 2008-04-08 | 2008-04-05 | 2011-01-01 | Registered: 19/02/11 | A, B | AMS-I.D. ver. 16 | NO | NO | Grid-connected power from other sources | Asia Pacific | [18 empty] | UK |  |  | Active
NYA | Hubei Xuan’en Shiziguan Hydropower Station | New Dam/'Run of the River' | China | UK (Green Hercules Trading Limited) | Validation terminated | TÜV-NORD | Beijing Tianqing Power International CDM Consulting, Co | Small | 10 | - | 7 renewable | 34.988 | 2008-04-08 | 2009-09-02 | 2012-10-02 | Open for comment: 08/04/08 - 07/05/08 |  | AMS.ID ver. 13 | NO | NO | Grid-connected power from other sources | Asia Pacific | [18 empty] | UK |  |  | Inactive
NYA | Sichuan Mianning Jindongzi Hydropower Station | New Dam | China | UK (Green Hercules Trading Limited) | Validation terminated | TÜV-NORD | Aimin Yang + Ling Zheng + XiujuanYuan + Ting Wang + Guihong Guan | Large | 32 | 6000 | 7 renewable | 135.326 | 2008-04-08 | 2007-10-02 | 2012-09-02 | Open for comment: 08/04/08 - 07/05/08 |  | ACM0002 ver. 7 | NO | YES | Grid-connected power from other sources | Asia Pacific | [18 empty] | UK |  |  | Inactive
2575 | Sichuan Yetang 24MW Hydro Power Project | New Dam | China | Netherlands (China Carbon N.V.) | Registered | Japan Consulting Institute | KOE Environmental Consultancy | Large | 24 | 576 | 7 renewable | 102.023 | 2008-04-08 | 2011-09-02 | 2014-01-02 | Registered: 02/10/09 | A, B | ACM0002 ver. 7 | NO | YES | Grid-connected power from other sources | Asia Pacific | [18 empty] | Netherlands |  |  | Active
3669 | Rodeio Bonito Small Hydro Power Project + | New Dam/'Run of the River' | Brazil | - | Registered | DNV | Rodeio Bonito Hidrelétrica S/A | Small | 14.637 | 17.46 | 7 renewable | 42.991 | 2008-04-05 | 2011-08-02 | 2013-01-02 | Registered: 20/05/11 | NC | AMS.ID ver. 13 | NO | NO | Grid-connected power from other sources | Latin America | [18 empty] | - |  |  | Active
3098 | Dong River Dongyuan 20MW Hydropower Project in Guangdong Province | New Dam | China | Netherlands (Essent Energy Trading BV) | Registered | TÜV-SÜD | Cleanergy Investment Service (Beijing) Co., Ltd | Large | 20 | 20.94 | 7 renewable | 74.771 | 2008-04-05 | 2010-10-02 | 2012-10-02 | Registered: 03/05/10 | NC | ACM0002 ver. 7 | NO | NO | Grid-connected power from other sources | Asia Pacific | [18 empty] | Netherlands |  |  | Active
3305 | Gansu Zhouqu Lijie Hydropower Station Project | New Dam/'Run of the River' | China | - | Registered | TÜV-SÜD | Caspervandertak Consulting + Gansu Tonghe Investment Project Consulting Co | Small | 6 | 1336 | 7 renewable | 25.841 | 2008-04-04 | 2011-01-02 | 2012-07-02 | Registered: 23/04/11 | NC | AMS.ID ver. 13 | NO | NO | Grid-connected power from other sources | Asia Pacific | [18 empty] | - |  |  | Active
2909 | Sichuan Heishui Zhawo No.1 Hydropower Project | New Dam/'Run of the River' | China | Netherlands (Rabobank International) | Rejected | Bureau Veritas Certification Holding SAS | Easy Carbon Consultancy Co. | Small | 6.4 | - | 7 renewable | 28.97 | 2008-04-01 | 2009-04-02 | 2012-07-02 | Failed Additionality Test: 26/03/10 | NC | AMS.ID ver. 13 | NO | NO | Grid-connected power from other sources | Asia Pacific | [18 empty] | Netherlands |  |  | Inactive
NYA | Tianba 15 MW Small Hydropower Plant + | New Dam/'Run of the River' | China | Switzerland (Vitol SA) | At validation | TÜV-SÜD | Beijing Wenhu Economic Consult Center | Small | 15 | - | 7 renewable | 37.235 | 2008-04-01 | 2009-01-02 | 2012-10-02 | Open for comment: 01/04/08 - 30/04/08 |  | AMS.ID ver. 13 | NO | NO | Grid-connected power from other sources | Asia Pacific | [18 empty] | Switzerland |  |  | Active
3474 | Ranteballa Small-Scale Hydroelectric Power Project + | New Dam/'Run of the River' | Indonesia | Japan (Chugoku Electric Power Co & Kajima) | Registered | DNV | Agency for the Application and Assessment of Technology (BPPT) | Small | 2.4 | 26666.67 | 7 renewable | 10.1 | 2008-03-29 | 2012-07-02 | 2012-07-02 | Registered: 10/12/10 | NC | AMS.ID ver. 13 | NO | NO | Grid-connected power from other sources | Asia Pacific | [18 empty] | Japan |  |  | Active
2570 | Jaguari Mirim River Hydroelectric Plants + | New Dam/'Run of the River' | Brazil | Netherlands (AES Carbon Exchange) | Registered | TÜV-SÜD | AES Tietê | Small | 7 | - | 7 renewable | 8.279 | 2008-03-29 | 2011-11-02 | 2013-04-02 | Registered: 27/08/09 | NC | AMS.ID ver. 13 | NO | NO | Grid-connected power from other sources | Latin America | [18 empty] | Netherlands |  |  | Active
NYA | Faxinal II Small Hydroelectric Power Plant – hereafter referred to as “FAXSHP II” + | New Dam/'Run of the River' | Brazil | - | Validation negative | SGS | MGM | Small | 10 | - | 7 renewable | 52.56 | 2008-03-28 | 2006-12-02 | 2012-06-02 | Open for comment: 28/03/08 - 26/04/08 |  | AMS.ID ver. 13 | NO | NO | Grid-connected power from other sources | Latin America | [18 empty] | - |  |  | Inactive
NYA | Bundled 13 MW hydro projects in Himachal Pradesh | New Dam/'Run of the River' | India | Netherlands (IFC) | Validation terminated | Bureau Veritas Certification Holding SAS | Ecoinvest Carbon | Small | 13 | - | 7 renewable | 53.412 | 2008-03-28 | 2011-02-02 | 2013-01-02 | Open for comment: 28/03/08 - 26/04/08 |  | AMS.ID ver. 13 | NO | NO | Grid-connected power from other sources | Asia Pacific | [18 empty] | Netherlands |  |  | Inactive
NYA | Fujian Shouning Tuoxi Hydropower Project | New Dam | China | UK (EDF Trading Ltd) | Validation terminated | Bureau Veritas Certification Holding SAS | CWEME | Small | 8 | - | 7 renewable | 23.811 | 2008-03-26 | 2010-01-02 | 2012-09-02 | Open for comment: 26/03/08 - 24/04/08 |  | AMS.ID ver. 13 | NO | NO | Grid-connected power from other sources | Asia Pacific | [18 empty] | UK |  |  | Inactive
1585 | Fujian Shouning Liuchai 20MW Hydropower Project | New Dam | China | UK (EDF Trading Ltd) | Registered | Bureau Veritas Certification Holding SAS | CWEME | Large | 20 | 74 | 7 renewable | 61.534 | 2008-03-26 | 2009-12-02 | 2012-09-02 | Registered: 21/06/10 | NC | ACM0002 ver. 7 | NO | NO | Grid-connected power from other sources | Asia Pacific | 71.034 | 2012-04-04 | 71.034 | [14 empty] | China Environmental United Certification Center Co., Ltd (CEC) | UK |  |  | Active
1752 | Fujian Zhouning Qianping Hydropower Project | New Dam | China | UK (EDF Trading Ltd) | Registered | Bureau Veritas Certification Holding SAS | CWEME | Small | 10 | - | 7 renewable | 28.556 | 2008-03-26 | 2010-01-02 | 2012-09-02 | Registered: 13/07/09 | NC | AMS.ID ver. 13 | NO | NO | Grid-connected power from other sources | Asia Pacific | [18 empty] | UK |  |  | Active
2734 | Longnan Shimen 12.6MW Hydro Power Project + | New Dam/'Run of the River' | China | UK (Climate Bridge Ltd.) | Registered | TÜV-NORD | Climate Bridge | Small | 12.6 | - | 7 renewable | 54.335 | 2008-03-26 | 2010-03-02 | 2012-07-02 | Registered: 12/10/09 | NC | AMS.ID ver. 13 | NO | NO | Grid-connected power from other sources | Asia Pacific | 38.113 | 2011-11-14 | 38.113 | [14 empty] | China Quality Certification Centre (CQC) | UK |  |  | Active
3158 | Xiannvhu Hydropower Project of Enshi City, Hubei Province | New Dam/'Run of the River' | China | UK (Arreon Carbon Ltd) | Registered | TÜV-Rheinland | Arreon Carbon UK + Hubei Province Enshi City Maweigou River Hydropower Development Co | Small | 10 | - | 7 renewable | 35.695 | 2008-03-21 | 2011-07-02 | 2013-01-02 | Registered: 07/05/10 | NC | AMS.ID ver. 13 | NO | NO | Grid-connected power from other sources | Asia Pacific | [18 empty] | UK |  |  | Active
3448 | Shaanxi Tiefo Guanyuan 10.0MW Hydropower Project | New Dam/'Run of the River' | China | Switzerland (Atmoguard) | Registered | DNV | College of Environmental Science and Engineering, Hunan University | Small | 10 | - | 7 renewable | 35.741 | 2008-03-20 | 2010-02-02 | 2012-09-02 | Registered: 22/11/10 | B | AMS.ID ver. 13 | NO | NO | Grid-connected power from other sources | Asia Pacific | [18 empty] | Switzerland |  |  | Active
3081 | Yinqiao and Luojiaba 11.5 MW Bundled Hydropower Project in Guizhou Province | New Dam | China | Netherlands (Essent Energy Trading BV) | Registered | TÜV-Rheinland | Cleanergy Investment Service (Beijing) Co., Ltd | Small | 11.5 | 13.24 + 11.43 | 7 renewable | 30.405 | 2008-03-20 | 2010-05-02 | 2012-10-02 | Registered: 14/10/10 | NC | AMS.ID ver. 13 | NO | NO | Grid-connected power from other sources | Asia Pacific | 16.815 | 2012-04-05 | 16.815 | [14 empty] | CEPREI | Netherlands |  |  | Active
2600 | Amaime Minor Hydroelectric Power Plant | New Dam/'Run of the River' | Colombia | Spain (Union Fenosa Internacional) | Registered | AENOR | Novotec Consultores | Large | 18 | - | 7 renewable | 32.08 | 2008-03-20 | 2012-04-02 | 2014-08-02 | Registered: 29/10/09 | NC | ACM0002 ver. 7 | NO | NO | Grid-connected power from other sources | Latin America | [18 empty] | Spain |  |  | Active
2973 | Hunan Zaoshi Hydropower Project | Existing Dam | China | Sweden (CAMS) | Registered | TÜV-NORD | Hunan CDM project service centre | Large | 120 | - | 7 renewable | 317.863 | 2008-03-19 | 2008-10-02 | 2012-09-02 | Registered: 31/03/10 | NC | ACM0002 ver. 7 | NO | YES | Grid-connected power from other sources | Asia Pacific | 232.54 | 2011-01-06 | 124.159 | 2011-11-17 | 108.381 | [12 empty] | BV Cert | Sweden |  |  | Active
3405 | Sichuan Baoxing Liuheba Small Scale Hydropower Project + | New Dam/'Run of the River' | China | Republic of Ireland (Equity + Environmental Assets) | Registered | TÜV-SÜD | Lufeng Fengyuan Hydropower Development Co. + Trading Emissions PLC | Small | 12 | - | 7 renewable | 52.613 | 2008-03-19 | 2009-10-02 | 2012-09-02 | Registered: 08/11/10 | NC | AMS.ID ver. 13 | NO | NO | Grid-connected power from other sources | Asia Pacific | [18 empty] | Republic of Ireland |  |  | Active
3012 | Yunnan Lufeng Tuo’an 10MW Hydropower Project + | New Dam/'Run of the River' | China | UK (Trading Emissions PLC) | Registered | TÜV-SÜD | Lufeng Fengyuan Hydropower Development Co. + Trading Emissions PLC | Small | 10 | - | 7 renewable | 33.315 | 2008-03-19 | 2009-12-02 | 2012-09-02 | Registered: 10/06/10 | NC | AMS.ID ver. 13 | NO | NO | Grid-connected power from other sources | Asia Pacific | [18 empty] | UK |  |  | Active
NYA | Gu’ertu River Cascaded Stage VII Hydropower Project | New Dam/'Run of the River' | China | - | Validation terminated | TÜV-SÜD | Beijing Changjiang River International Holding | Small | 10 | - | 7 renewable | 32.071 | 2008-03-15 | 2011-06-02 | 2012-09-02 | Open for comment: 15/03/08 - 13/04/08 |  | AMS.ID ver. 13 | NO | NO | Grid-connected power from other sources | Asia Pacific | [18 empty] | - |  |  | Inactive
NYA | Gu’ertu River Cascaded Stage VI Hydropower Project + | New Dam/'Run of the River' | China | - | Validation terminated | TÜV-SÜD | Beijing Changjiang River International Holding | Small | 7 | - | 7 renewable | 22.682 | 2008-03-15 | 2011-06-02 | 2012-09-02 | Open for comment: 15/03/08 - 13/04/08 |  | AMS.ID ver. 13 | NO | NO | Grid-connected power from other sources | Asia Pacific | [18 empty] | - |  |  | Inactive
2739 | Gansu Min County Qingshui Hydropower Station Project | New Dam | China | Switzerland (Cargill International) | Registered | TÜV-SÜD | onsultant/Gansu representative + Caspervandertak Consulting + Gansu Tonghe Investment Project Consulting Co | Large | 21.5 | 33.91 | 7 renewable | 72.385 | 2008-03-15 | 2008-10-02 | 2012-07-02 | Registered: 02/03/10 | NC | ACM0002 ver. 7 | NO | YES | Grid-connected power from other sources | Asia Pacific | [18 empty] | Switzerland |  |  | Active
2743 | Xile and Huangqing 6.15MW Bundled Hydropower Project in Jiangxi Province + | New Dam/'Run of the River' | China | Netherlands (Essent Energy Trading BV) | Registered | TÜV-SÜD | Cleanergy Investment Service (Beijing) Co., Ltd | Small | 6.15 | - | 7 renewable | 16.334 | 2008-03-15 | 2010-04-02 | 2012-07-02 | Registered: 21/12/09 | NC | AMS.ID ver. 13 | NO | NO | Grid-connected power from other sources | Asia Pacific | [18 empty] | Netherlands |  |  | Active
1566 | 1.725 MW Mini Hydel Scheme on Nagavali River, Andhra Pradesh + | Existing Dam | India | - | Registered | DNV | Zenith Energy Services | Small | 1.725 | - | 10 fixed | 5.555 | 2008-03-14 | 2010-11-02 | 2012-09-02 | Registered: 03/06/09 | NC | AMS.ID ver. 13 | NO | NO | Grid-connected power from other sources | Asia Pacific | [18 empty] | - |  |  | Active
NYA | Georgia Small Hydro Rehabilitation Project, Number 1 | New Dam/'Run of the River' | Georgia | Netherlands (IBRD) | At validation | DNV | ICF International | Small | 2.62 | - | 7 renewable | 1.275 | 2008-03-13 | 2012-07-02 | 2012-07-02 | Open for comment: 13/03/08 - 11/04/08 |  | AMS.ID ver. 13 | NO | NO | Grid-connected power from other sources | Europe | [18 empty] | Netherlands |  |  | Active
NYA | Georgia Small Hydro Rehabilitation Project, Number 2 + | New Dam/'Run of the River' | Georgia | Netherlands (IBRD) | At validation | DNV | ICF International | Small | 7.98 | - | 7 renewable | 14.27 | 2008-03-13 | 2012-07-02 | 2012-07-02 | Open for comment: 13/03/08 - 11/04/08 |  | AMS.ID ver. 13 | NO | NO | Grid-connected power from other sources | Europe | [18 empty] | Netherlands |  |  | Active
NYA | Salto Curuá Hydroelectric Project + | New Dam/'Run of the River' | Brazil | UK (Ecosecurities) | At validation | SGS | Leandro Noel | Large | 30 | 100 | 10 fixed | 112.515 | 2008-03-11 | 2010-08-02 | 2012-04-02 | Open for comment: 11/03/08 - 09/04/08 |  | ACM0002 ver. 7 | NO | YES | Grid-connected power from other sources | Latin America | [18 empty] | UK |  |  | Active
NYA | Optimisation of Kiambere Hydro Power Project | Existing Dam | Kenya | Spain (IBRD) | At validation | DNV | Danish Carbon Fund | Large | 20 | - | 7 renewable | 38.376 | 2008-03-11 | 2012-08-02 | 2012-08-02 | Open for comment: 11/03/08 - 09/04/08 |  | ACM0002 ver. 7 | NO | NO | Grid-connected power from other sources | Africa & Middle East | [18 empty] | Spain |  |  | Active
NYA | Salto Buriti Hydroelectric Project + | New Dam | Brazil | UK (Ecosecurities) | At validation | SGS | EcoSecurities | Small | 12 | 4.14 | 10 fixed | 35.618 | 2008-03-11 | 2010-04-02 | 2012-04-02 | Open for comment: 11/03/08 - 09/04/08 |  | AMS.ID ver. 13 | NO | NO | Grid-connected power from other sources | Latin America | [18 empty] | UK |  |  | Active
NYA | Mayandong Hydro Electric Project | New Dam | China | Netherlands (EcoSecurities) | Validation terminated | TÜV-SÜD | EcoSecurities | Large | 66 | 40 | 7 renewable | 248.651 | 2008-03-11 | 2008-11-02 | 2012-08-02 | Open for comment: 11/03/08 - 09/04/08 |  | ACM0002 ver. 7 | NO | YES | Grid-connected power from other sources | Asia Pacific | [18 empty] | Netherlands |  |  | Inactive
3408 | Shanxi Zezhou Dongjiaohe Hydropower Station + | New Dam | China | Netherlands (ENEL) | Registered | TÜV-SÜD | Beijing Tianqing Power International CDM Consulting, Co. | Small | 3.39 | - | 7 renewable | 14.661 | 2008-03-08 | 2009-04-02 | 2010-06-02 | Registered: 30/12/10 | NC | AMS.ID ver. 13 | NO | NO | Grid-connected power from other sources | Asia Pacific | [18 empty] | Netherlands |  |  | Active
3409 | Shanxi Yu County Yanjiazhuang Hydropower Station + | New Dam/'Run of the River' | China | Netherlands (ENEL) | Registered | TÜV-SÜD | Beijing Tianqing Power International CDM Consulting, Co. | Small | 4 | - | 7 renewable | 24.774 | 2008-03-08 | 2009-09-02 | 2012-09-02 | Registered: 30/12/10 | NC | AMS.ID ver. 13 | NO | NO | Grid-connected power from other sources | Asia Pacific | [18 empty] | Netherlands |  |  | Active
3412 | Shanxi Yangcheng Motan Hydropower Station + | New Dam/'Run of the River' | China | Netherlands (ENEL) | Registered | TÜV-SÜD | Beijing Tianqing Power International CDM Consulting, Co. | Small | 6 | - | 7 renewable | 26.123 | 2008-03-08 | 2011-10-02 | 2013-07-02 | Registered: 30/12/10 | NC | AMS.ID ver. 13 | NO | NO | Grid-connected power from other sources | Asia Pacific | [18 empty] | Netherlands |  |  | Active
3411 | Shanxi Dingxiang Lingzidi Hydropower Station + | New Dam/'Run of the River' | China | Netherlands (ENEL) | Registered | TÜV-SÜD | Beijing Tianqing Power International CDM Consulting, Co. | Small | 5 | - | 7 renewable | 20.008 | 2008-03-08 | 2011-07-02 | 2013-07-02 | Registered: 30/12/10 | NC | AMS.ID ver. 13 | NO | NO | Grid-connected power from other sources | Asia Pacific | [18 empty] | Netherlands |  |  | Active
3414 | Shanxi Yu County Wangjiazhuang Hydropower Station + | New Dam/'Run of the River' | China | Netherlands (ENEL) | Registered | TÜV-SÜD | Beijing Tianqing Power International CDM Consulting, Co. | Small | 6 | - | 7 renewable | 34.23 | 2008-03-08 | 2010-12-02 | 2013-03-02 | Registered: 30/12/10 | NC | AMS.ID ver. 13 | NO | NO | Grid-connected power from other sources | Asia Pacific | [18 empty] | Netherlands |  |  | Active
NYA | Gansu Yongchang Dagan'gou Small Hydro Power Station + | New Dam/'Run of the River' | China | Finland (Ministry for Foreign Affairs) | At validation | SGS | International Center on Small Hydro Power(IC-SHP) | Small | 8.4 | - | 10 fixed | 28.086 | 2008-03-08 | 2009-11-02 | 2012-05-02 | Open for comment: 08/03/08 - 06/04/08 |  | AMS.ID ver. 13 | NO | NO | Grid-connected power from other sources | Asia Pacific | [18 empty] | Finland |  |  | Active
3413 | Shanxi Wutai Gengzhen Hydropower Station + | New Dam/'Run of the River' | China | Netherlands (ENEL) | Registered | TÜV-SÜD | Beijing Tianqing Power International CDM Consulting, Co. | Small | 1.89 | - | 7 renewable | 8.929 | 2008-03-08 | 2009-10-02 | 2013-06-02 | Registered: 30/12/10 | NC | AMS.ID ver. 13 | NO | NO | Grid-connected power from other sources | Asia Pacific | [18 empty] | Netherlands |  |  | Active
3410 | Shanxi Zezhou Caohe Hydropower Station + | New Dam | China | Netherlands (ENEL) | Registered | TÜV-SÜD | Beijing Tianqing Power International CDM Consulting, Co. | Small | 9 | - | 7 renewable | 38.399 | 2008-03-08 | 2011-12-02 | 2013-06-02 | Registered: 30/12/10 | NC | AMS.ID ver. 13 | NO | NO | Grid-connected power from other sources | Asia Pacific | [18 empty] | Netherlands |  |  | Active
2539 | Sichuan Jinxi Hydropower Project | New Dam/'Run of the River' | China | Japan (Marubeni Corporation) | Registered | Japan Consulting Institute | Shanghai JEC Environmental Consultant Co | Large | 150 | 7.4 | 7 renewable | 502.506 | 2008-03-04 | 2009-03-02 | 2012-08-02 | Registered: 02/08/09 | NC | ACM0002 ver. 7 | NO | YES | Grid-connected power from other sources | Asia Pacific | 954.539 | 2011-01-12 | 272.411 | 2011-01-31 | 299.998 | 2012-03-23 | 382.13 | [10 empty] | Deloitte | Japan |  |  | Active
2590 | Sichuan Xiaolongmen Hydropower Project | New Dam/'Run of the River' | China | Japan (Marubeni Corporation) | Registered | Japan Consulting Institute | Shanghai JEC Environmental Consultant Co | Large | 52 | 5.1 | 7 renewable | 182.278 | 2008-03-04 | 2009-01-02 | 2012-08-02 | Registered: 02/11/09 | NC | ACM0002 ver. 7 | NO | YES | Grid-connected power from other sources | Asia Pacific | 139.458 | 2011-06-24 | 60.676 | 2012-01-06 | 78.782 | [12 empty] | Deloitte | Japan |  |  | Active
3419 | Hunan Qingxijiang Hydropower Project of China + | New Dam/'Run of the River' | China | Japan (Marubeni Corporation) | Registered | TÜV-Rheinland | Accord Global Environment Technology (Beijing) Co., Ltd. | Small | 8.4 | - | 7 renewable | 27.17 | 2008-03-03 | 2011-01-02 | 2012-07-02 | Registered: 30/07/10 | NC | AMS.ID ver. 13 | NO | NO | Grid-connected power from other sources | Asia Pacific | 11.09 | 2012-02-02 | 11.09 | [14 empty] | TÜV-Rheinland | Japan |  |  | Active
3240 | Mayang County Jiangkou Small-scale Hydropower Project + | New Dam/'Run of the River' | China | Japan (Marubeni Corporation) | Registered | TÜV-Rheinland | Accord Global Environment Technology (Beijing) Co., Ltd. | Small | 10.5 | 21 | 7 renewable | 34.192 | 2008-03-03 | 2010-07-02 | 2012-08-02 | Registered: 29/09/11 | NC | AMS.ID ver. 13 | NO | NO | Grid-connected power from other sources | Asia Pacific | [18 empty] | Japan |  |  | Active
NYA | Kadawala – Phase 1 Small Hydropower Project + | New Dam/'Run of the River' | Sri Lanka | - | Validation terminated | DNV | VS Hydro (PST) Ltd | Small | 5.2 | - | 7 renewable | 14.852 | 2008-03-02 | 2009-04-02 | 2012-03-02 | Open for comment: 02/03/08 - 31/03/08 |  | AMS.ID ver. 13 | NO | NO | Grid-connected power from other sources | Asia Pacific | [18 empty] | - |  |  | Inactive
2375 | CERTEL – Cooperativa Regional de Eletrificação Teutônia Ltda - Small Hydropower Plants | New Dam | Brazil | - | Registered | SGS | Enerbio Consultoria Ltda | Large | 16.12 | - | 7 renewable | 20.547 | 2008-02-29 | 2009-01-02 | 2010-06-01 | Registered: 07/01/10 | NC | ACM0002 ver. 7 | NO | NO | Grid-connected power from other sources | Latin America | [18 empty] | - |  |  | Active
2501 | Guizhou Kaiyang Nanjiang Hydropower Station Project | New Dam | China | Netherlands (IFC) | Registered | TÜV-SÜD | Caspervandertak Consulting + Gansu Tonghe Investment Project Consulting Co | Large | 21 | 135 | 7 renewable | 55.311 | 2008-02-29 | 2009-03-02 | 2012-06-02 | Registered: 23/10/09 | NC | ACM0002 ver. 7 | NO | YES | Grid-connected power from other sources | Asia Pacific | 52.845 | 2011-10-18 | 52.845 | [14 empty] | China Quality Certification Centre (CQC) | Netherlands |  |  | Active
2574 | Guizhou Kaiyang Zijiang Hydropower Station Project + | New Dam | China | Netherlands (IFC) | Registered | TÜV-SÜD | Caspervandertak Consulting + Gansu Tonghe Investment Project Consulting Co | Small | 12 | 900 | 7 renewable | 34.732 | 2008-02-29 | 2011-11-02 | 2013-06-02 | Registered: 23/09/09 | NC | AMS.ID ver. 13 | NO | NO | Grid-connected power from other sources | Asia Pacific | 12.13 | 2011-10-20 | 12.13 | [14 empty] | China Quality Certification Centre (CQC) | Netherlands |  |  | Active
4036 | Jinping Maguo River Hydropower Station | New Dam/'Run of the River' | China | Italy (Edison) | Registered | TÜV-SÜD | Beijing Tianqing Power International CDM Consulting, Co | Small | 10 | - | 7 renewable | 36.537 | 2008-02-28 | 2009-04-02 | 2012-07-02 | Registered: 15/01/11 | NC | AMS.ID ver. 13 | NO | NO | Grid-connected power from other sources | Asia Pacific | [18 empty] | Italy |  |  | Active
NYA | Azerenerji Hydropower Optimization Project | Existing Dam | Azerbaijan | Netherlands (IBRD) | Validation terminated | TÜV-SÜD | World Bank | Large | 810 | - | 7 renewable | 38.753 | 2008-02-28 | 2015-07-02 | 2015-07-02 | Open for comment: 28/02/08 - 28/03/08 |  | AM0052 ver. 2 | NO | YES | Grid-connected power from other sources | Europe | [18 empty] | Netherlands |  |  | Inactive
NYA | Jinping Sitaishan Hydropower Station + | New Dam/'Run of the River' | China | Italy (Edison) | At validation | TÜV-SÜD | Beijing Tianqing Power International CDM Consulting Co | Small | 12.6 | - | 7 renewable | 45.049 | 2008-02-28 | 2010-04-02 | 2012-07-02 | Open for comment: 28/02/08 - 28/03/08 |  | AMS.ID ver. 13 | NO | NO | Grid-connected power from other sources | Asia Pacific | [18 empty] | Italy |  |  | Active
3559 | Jinping Maocaoping Hydropower Station + | New Dam/'Run of the River' | China | Italy (Edison) | Registered | TÜV-SÜD | Beijing Tianqing Power International CDM Consulting Co | Small | 10 | - | 7 renewable | 36.184 | 2008-02-28 | 2008-08-02 | 2012-07-02 | Registered: 09/09/10 | NC | AMS.ID ver. 13 | NO | NO | Grid-connected power from other sources | Asia Pacific | 38.235 | 2012-03-05 | 38.235 | [14 empty] | China Quality Certification Centre (CQC) | Italy |  |  | Active
4949 | Muong Hum 32 MW Hydropower Project in Lao Cai Province, Viet Nam | New Dam | Vietnam | Japan (Kyushu Electric Power Co.) | Registered | TÜV-SÜD | Clean Energy Finance Committee Mitsubishi UFJ Securities Co. + Civil Engineering Department, Kyushu Electric Power Co | Large | 32 | 145 | 7 renewable | 79.922 | 2008-02-28 | 2012-03-02 | 2014-03-02 | Registered: 04/11/11 (20/02/12) | A, O | ACM0002 ver. 7 | NO | YES | Grid-connected power from other sources | Asia Pacific | [18 empty] | Japan |  |  | Active
2849 | Jinping Ladeng River Hydropower Station | New Dam/'Run of the River' | China | Italy (Edison) | Rejected | TÜV-SÜD | Beijing Tianqing Power International CDM Consulting, Co | Large | 16 | 5333 | 7 renewable | 55.501 | 2008-02-28 | 2010-03-02 | 2012-09-02 | Rejected: 30/07/10 | NC | ACM0002 ver. 7 | NO | NO | Grid-connected power from other sources | Asia Pacific | [18 empty] | Italy |  |  | Inactive
3118 | Yunnan Maguan Mihu River 3rd Level Hydropower Station | New Dam/'Run of the River' | China | Italy (Edison) | Registered | TÜV-SÜD | Beijing Tianqing Power International CDM Consulting, Co | Large | 16 | 3582 | 7 renewable | 52.96 | 2008-02-23 | 2010-07-02 | 2012-10-02 | Registered: 23/07/10 | NC | ACM0002 ver. 7 | NO | NO | Grid-connected power from other sources | Asia Pacific | 47.953 | 2012-03-07 | 47.953 | [14 empty] | China Quality Certification Centre (CQC) | Italy |  |  | Active
3163 | Chongqing Wanzhou Xiangjiazui Hydropower Station | New Dam | China | Italy (Edison) | Registered | TÜV-SÜD | Beijing Tianqing Power International CDM Consulting, Co | Small | 12.6 | - | 7 renewable | 44.598 | 2008-02-23 | 2011-04-02 | 2013-01-02 | Registered: 25/12/10 | NC | AMS.ID ver. 13 | NO | NO | Grid-connected power from other sources | Asia Pacific | [18 empty] | Italy |  |  | Active
2184 | Shuangqiao, Banqiao and Longtoushan Bundled Small Hydropower Project in Heilongjiang Province | New Dam/'Run of the River' | China | Netherlands (MGM Carbon Portfolio) | Registered | DNV | Beijing Haohua Rivers International Water Engineering Consulting Co., Ltd | Small | 12.02 | - | 7 renewable | 44.024 | 2008-02-23 | 2009-11-02 | 2012-07-02 | Registered: 31/07/09 | NC | AMS.ID ver. 13 | NO | NO | Grid-connected power from other sources | Asia Pacific | [18 empty] | Netherlands |  |  | Active
3140 | Sichuan Mabian Yi Minority Autonomous County Yonglexi Hydropower Station + | New Dam | China | Italy (Edison) | Registered | TÜV-SÜD | Beijing Tianqing Power International CDM Consulting, Co | Small | 14 | 32.86 | 7 renewable | 51.385 | 2008-02-23 | 2010-11-02 | 2012-07-02 | Registered: 09/05/10 | NC | AMS.ID ver. 13 | NO | NO | Grid-connected power from other sources | Asia Pacific | 25.781 | 2011-09-05 | 25.781 | [14 empty] | China Quality Certification Centre (CQC) | Italy |  |  | Active
NYA | Hebei Chengde Luanhe Hydropower Project | New Dam/'Run of the River' | China | UK (Global Carbon Capital) | At validation | TÜV-Rheinland | Chinese Renewable Energy Industries Association + Global Carbon Capital | Large | 16.9 | 210 | 7 renewable | 47.01 | 2008-02-22 | 2011-07-02 | 2012-07-02 | Open for comment: 22/02/08 - 22/03/08 |  | ACM0002 ver. 7 | NO | NO | Grid-connected power from other sources | Asia Pacific | [18 empty] | UK |  |  | Active
NYA | Xiangshuidong 10 MW Hydropower Station + | New Dam | China | Italy (Edison) | At validation | TÜV-SÜD | Nanning Green Forrest Consulting Co. + Caspervandertak Consulting | Small | 10 | 97.56 | 7 renewable | 32.333 | 2008-02-20 | 2010-11-02 | 2012-08-02 | Open for comment: 20/02/08 - 20/03/08 |  | AMS.ID ver. 13 | NO | NO | Grid-connected power from other sources | Asia Pacific | [18 empty] | Italy |  |  | Active
NYA | Yaonong Second Stage 8 MW Hydropower Station + | New Dam | China | Italy (Edison) | At validation | TÜV-SÜD | Nanning Green Forrest Consulting Co. + Caspervandertak Consulting | Small | 8 | - | 7 renewable | 22.245 | 2008-02-20 | 2010-11-02 | 2012-04-02 | Open for comment: 20/02/08 - 20/03/08 |  | AMS.ID ver. 13 | NO | NO | Grid-connected power from other sources | Asia Pacific | [18 empty] | Italy |  |  | Active
2624 | Baoshan Supahe Chaoyang Hydropower Station | New Dam/'Run of the River' | China | Japan (Marubeni Corporation) | Registered | TÜV-NORD | Beijing Tianqing Power International CDM Consulting, Co | Large | 40 | 917.4 | 7 renewable | 134.194 | 2008-02-20 | 2009-01-02 | 2012-07-02 | Registered: 09/10/09 | NC | ACM0002 ver. 7 | NO | YES | Grid-connected power from other sources | Asia Pacific | 207.369 | 2010-12-30 | 78.972 | 2011-12-09 | 128.397 | [12 empty] | BV Cert | Japan |  |  | Active
3761 | Hemagiri Mini Hydel Project in Karnataka State + | New Dam/'Run of the River' | India | - | Registered | DNV | Zenith Energy Services (P) | Small | 4 | - | 10 fixed | 13.076 | 2008-02-19 | 2008-02-02 | 2012-06-02 | Registered: 06/11/10 | NC | AMS.ID ver. 13 | NO | NO | Grid-connected power from other sources | Asia Pacific | [18 empty] | - |  |  | Active
3568 | 13 MW Grid Connected Dandela Mini Hydel Scheme, Karnataka State, India + | New Dam/'Run of the River' | India | - | Registered | DNV | Zenith Energy Services (P) | Small | 13 | - | 10 fixed | 32.16 | 2008-02-19 | 2009-06-02 | 2012-06-02 | Registered: 04/09/10 | NC | AMS.ID ver. 13 | NO | NO | Grid-connected power from other sources | Asia Pacific | [18 empty] | - |  |  | Active
1698 | Hanpingzui Hydropower Project in Gansu Province | New Dam | China | Netherlands (MGM Carbon Portfolio) | Registered | DNV | Gansu Huike Center for Technology Transferring on Resource and Environment | Large | 72 | 79 | 7 renewable | 306 | 2008-02-15 | 2007-12-02 | 2012-07-02 | Registered: 04/10/10 | NC | ACM0002 ver. 7 | NO | YES | Grid-connected power from other sources | Asia Pacific | [18 empty] | Netherlands |  |  | Active
3544 | Xianggelila Huajiaopo Hydropower Station | New Dam/'Run of the River' | China | Italy (Edison) | Registered | TÜV-SÜD | Aimin Yang + Ling Zheng + XiujuanYuan + Ting Wang + Guihong Guan | Small | 15 | - | 7 renewable | 55.643 | 2008-02-15 | 2009-05-02 | 2012-07-02 | Registered: 11/09/10 | NC | AMS.ID ver. 13 | NO | NO | Grid-connected power from other sources | Asia Pacific | 38.394 | 2012-05-18 | 38.394 | [14 empty] | China Quality Certification Centre (CQC) | Italy |  |  | Active
4745 | Yunnan Er’yuan Misha River Longdi Hydropower Station + | New Dam/'Run of the River' | China | Italy (Edison) | Registered | TÜV-SÜD | Beijing Tianqing Power International CDM Consulting, Co | Small | 10 | - | 7 renewable | 41.168 | 2008-02-15 | 2008-07-02 | 2012-07-02 | Registered: 06/05/11 (18/07/11) | NC | AMS.ID ver. 13 | NO | NO | Grid-connected power from other sources | Asia Pacific | [18 empty] | Italy |  |  | Active
NYA | Jiangxi Yanshan 13.26MW Small-scale Hydropower Bundled Project + | New Dam | China | France (Natixis Bank) | At validation | TÜV-SÜD | Technical Service Division of Green Capital Consulting Co | Small | 13.26 | - | 10 fixed | 40.596 | 2008-02-15 | 2009-10-02 | 2012-07-02 | Open for comment: 15/02/08 - 15/03/08 |  | AMS.ID ver. 13 | NO | NO | Grid-connected power from other sources | Asia Pacific | [18 empty] | France |  |  | Active
NYA | Jiangxi Yanshan 14.285MW Small-scale Hydropower Bundled Project + | New Dam/'Run of the River' | China | France (Natixis Bank) | At validation | TÜV-SÜD | Technical Service Division of Green Capital Consulting Co | Small | 14.285 | - | 10 fixed | 37.388 | 2008-02-15 | 2009-06-02 | 2012-07-02 | Open for comment: 15/02/08 - 15/03/08 |  | AMS.ID ver. 13 | NO | NO | Grid-connected power from other sources | Asia Pacific | [18 empty] | France |  |  | Active
2448 | Qingxi 28MW Hydropower Project in Guizhou Province | New Dam | China | Netherlands (MGM Carbon Portfolio) | Registered | DNV | Beijing Haohua Rivers International Water Engineering Consulting Co., Ltd | Large | 28 | 7.91 | 7 renewable | 70.827 | 2008-02-15 | 2011-08-02 | 2013-01-02 | Registered: 05/08/09 | NC | ACM0002 ver. 7 | NO | YES | Grid-connected power from other sources | Asia Pacific | 102.085 | 2011-01-28 | 37.729 | 2012-06-01 | 64.356 | [12 empty] | Japan Consulting Institute | Netherlands |  |  | Active
2859 | Houpayan Hydropower Project in Qiubei County Yunnan Province | New Dam | China | Netherlands (MGM Carbon Portfolio) | Registered | DNV | Beijing Haohua Rivers International Water Engineering Consulting Co., Ltd | Large | 24 | 90 | 7 renewable | 82.643 | 2008-02-15 | 2010-10-02 | 2013-01-02 | Registered: 23/12/09 | NC | ACM0002 ver. 7 | NO | YES | Grid-connected power from other sources | Asia Pacific | 90.497 | 2012-05-11 | 90.497 | [14 empty] | BV Cert | Netherlands |  |  | Active
3676 | Sorang Hydro Electric Project | New Dam/'Run of the River' | India | - | Registered | DNV | SMEC International Pty | Large | 100 | - | 7 renewable | 375.499 | 2008-02-14 | 2011-09-02 | 2015-07-02 | Registered: 21/10/10 | NC | ACM0002 ver. 7 | NO | YES | Grid-connected power from other sources | Asia Pacific | [18 empty] | - |  |  | Active
NYA | Mini Hydel Power Project in Karnataka + | Existing Dam | India | - | At validation | DNV | NCL Industries | Small | 7.95 | - | 10 fixed | 23.075 | 2008-02-13 | 2006-11-02 | 2012-04-02 | Open for comment: 13/02/08 - 13/03/08 |  | AMS.ID ver. 13 | NO | NO | Grid-connected power from other sources | Asia Pacific | [18 empty] | - |  |  | Active
2991 | Sichuan Baixi 24MW Hydropower Project | New Dam | China | Sweden (CAMS) | Registered | TÜV-Rheinland | Tricorona Carbon Asset Management Sweden AB | Large | 24 | 118.46 | 7 renewable | 101.725 | 2008-02-09 | 2010-04-02 | 2012-07-02 | Registered: 20/03/10 | NC | ACM0002 ver. 7 | NO | YES | Grid-connected power from other sources | Asia Pacific | 29.515 | 2011-02-03 | 29.515 | [14 empty] | ERM | Sweden |  |  | Active
3308 | Gansu Datonghe Liancheng 2nd Stage Hydropower Station Project | New Dam/'Run of the River' | China | Japan (Daiwa Securities SMBC Principal Investments) | Registered | SGS | Caspervandertak Consulting + Gansu Tonghe Investment Project Consulting Co | Small | 12 | 54.92 | 7 renewable | 48.09 | 2008-02-09 | 2011-11-02 | 2013-11-02 | Registered: 04/06/10 | NC | AMS.ID ver. 13 | NO | NO | Grid-connected power from other sources | Asia Pacific | [18 empty] | Japan |  |  | Active
NYA | Taijiang 30MW Hydropower Project | New Dam | China | Germany (RWE Power AG) | Validation negative | TÜV-NORD | Accord Global Environment Technology (Beijing) Co., Ltd. | Large | 30 | 9.55 | 7 renewable | 91.612 | 2008-02-08 | 2011-07-02 | 2012-07-02 | Open for comment: 08/02/08 - 08/03/08 |  | ACM0002 ver. 7 | NO | YES | Grid-connected power from other sources | Asia Pacific | [18 empty] | Germany |  |  | Inactive
NYA | Hunan Baoyuan Hydropower Project | Existing Dam | China | Japan (Marubeni Corporation) | Validation negative | TÜV-Rheinland | Beijing Changjiang River International Holding | Large | 25 | - | 7 renewable | 97.258 | 2008-02-07 | 2009-03-02 | 2012-07-02 | Open for comment: 07/02/08 - 07/03/08 |  | ACM0002 ver. 7 | NO | YES | Grid-connected power from other sources | Asia Pacific | [18 empty] | Japan |  |  | Inactive
NYA | Jiangxi Guixi and Yanshan 14.93MW Small-scale Hydropower Bundled Project + | New Dam/'Run of the River' | China | France (Natixis Bank) | At validation | TÜV-SÜD | Green Capital Consulting Co | Small | 14.93 | - | 10 fixed | 60.563 | 2008-02-07 | 2009-07-02 | 2012-07-02 | Open for comment: 07/02/08 - 07/03/08 |  | AMS.ID ver. 13 | NO | NO | Grid-connected power from other sources | Asia Pacific | [18 empty] | France |  |  | Active
NYA | Yunnan Xuanwei Daikai Hydropower Project | New Dam/'Run of the River' | China | UK (Camco International) | At validation | TÜV-Rheinland | Chinese Renewable Energy Industries Association | Large | 60 | 90.61 | 7 renewable | 210.356 | 2008-02-06 | 2010-12-02 | 2012-07-02 | Open for comment: 06/02/08 - 06/03/08 |  | ACM0002 ver. 7 | NO | YES | Grid-connected power from other sources | Asia Pacific | [18 empty] | UK |  |  | Active
NYA | 750 kW Malligeri Grid-connected hydroelectric project in Karnataka | Existing Dam | India | - | Validation terminated | DNV | Zenith Energy Services (P) Limited | Small | 0.75 | - | 10 fixed | 3.173 | 2008-02-05 | 2010-05-02 | 2012-06-02 | Open for comment: 05/02/08 - 05/03/08 |  | AMS.ID ver. 13 | NO | NO | Grid-connected power from other sources | Asia Pacific | [18 empty] | - |  |  | Inactive
NYA | Duoluo V Hydroelectric Power Project in Debao County, Guangxi + | New Dam | China | Spain (FC2E Gestion) | Validation terminated | DNV | Guangxi Design Institute of Local Electricity | Small | 12 | - | 7 renewable | 41.079 | 2008-02-05 | 2009-04-02 | 2012-07-02 | Open for comment: 05/02/08 - 05/03/08 |  | AMS.ID ver. 13 | NO | NO | Grid-connected power from other sources | Asia Pacific | [18 empty] | Spain |  |  | Inactive
2847 | Chongqing Zhongliang Hydroelectric Project | New Dam | China | Netherlands (EcoSecurities) | Registered | TÜV-SÜD | EcoSecurities | Small | 12 | 31.17 | 7 renewable | 293.171 | 2008-02-05 | 2010-09-02 | 2012-06-02 | Registered: 10/05/10 | NC | ACM0002 ver. 7 | NO | NO | Grid-connected power from other sources | Asia Pacific | [18 empty] | Netherlands |  |  | Active
2762 | Dasili 5 MW Hydropower Project in Jiangxi Province + | New Dam | China | Netherlands (Essent Energy Trading BV) | Registered | TÜV-SÜD | Cleanergy Investment Service (Beijing) Co., Ltd | Small | 5 | 13.02 | 7 renewable | 13.472 | 2008-02-05 | 2009-06-02 | 2012-07-02 | Registered: 07/11/09 | NC | AMS.ID ver. 13 | NO | NO | Grid-connected power from other sources | Asia Pacific | 23.942 | 2012-03-30 | 23.942 | [14 empty] | China Quality Certification Centre (CQC) | Netherlands |  |  | Active
NYA | Linjiang I Hydroelectric Power Project in Zhaoping county, Guangxi + | New Dam | China | Spain (FC2E Gestion) | Validation terminated | DNV | Guangxi Design Institute of Local Electricity | Small | 11 | - | 7 renewable | 26.178 | 2008-02-03 | 2010-01-02 | 2012-07-02 | Open for comment: 03/02/08 - 03/03/08 |  | AMS.ID ver. 13 | NO | NO | Grid-connected power from other sources | Asia Pacific | [18 empty] | Spain |  |  | Inactive
NYA | Santa Teresa Hydroelectric Project | New Dam/'Run of the River' | Guatemala | - | Validation terminated | DNV | Energía y Medio Ambiente | Large | 16 | 68.45 | 7 renewable | 36.565 | 2008-01-29 | 2010-01-02 | 2013-01-02 | Open for comment: 29/01/08 - 27/02/08 |  | ACM0002 ver. 7 | NO | NO | Grid-connected power from other sources | Latin America | [18 empty] | - |  |  | Inactive
2744 | Tadi 16 MW Hydropower Project in Zhejiang Province | New Dam | China | Netherlands (Essent Energy Trading BV) | Registered | Lloyd’s | Cleanergy Investment Service (Beijing) Co., Ltd | Large | 16 | 12.3 | 7 renewable | 53.082 | 2008-01-29 | 2011-06-02 | 2012-05-02 | Registered: 23/11/09 | NC | ACM0002 ver. 7 | NO | NO | Grid-connected power from other sources | Asia Pacific | 77.515 | 2010-12-17 | 32.614 | 2011-12-08 | 44.901 | [12 empty] | BV Cert | Netherlands |  |  | Active
NYA | Fengyan Hydro Electric Project | Existing Dam | China | Sweden (Ecosecurities) | Validation terminated | DNV | EcoSecurities | Small | 5.1 | - | 7 renewable | 17.428 | 2008-01-26 | 2010-04-02 | 2012-05-02 | Open for comment: 26/01/08 - 24/02/08 |  | AMS.ID ver. 13 | NO | NO | Grid-connected power from other sources | Asia Pacific | [18 empty] | Sweden |  |  | Inactive
2255 | Siliping Small-Scale Hydro Power Project + | New Dam/'Run of the River' | China | Sweden (Ecosecurities) | Registered | DNV | EcoSecurities | Small | 10 | - | 7 renewable | 42.871 | 2008-01-26 | 2008-05-02 | 2012-05-02 | Registered: 17/06/09 | NC | AMS.ID ver. 13 | NO | NO | Grid-connected power from other sources | Asia Pacific | 77.36 | 2011-01-19 | 36.521 | 2011-12-05 | 40.839 | [12 empty] | DNV | Sweden |  |  | Active
2256 | Shilong Small-Scale Hydro Power Project + | New Dam/'Run of the River' | China | Sweden (Ecosecurities) | Registered | DNV | EcoSecurities | Small | 10 | - | 7 renewable | 43.823 | 2008-01-26 | 2008-05-02 | 2012-05-02 | Registered: 15/04/09 | NC | AMS.ID ver. 13 | NO | NO | Grid-connected power from other sources | Asia Pacific | 72.733 | 2011-01-31 | 34.109 | 2011-11-29 | 38.624 | [12 empty] | DNV | Sweden |  |  | Active
2745 | Longtoutan 25MW Hydropower Project in Jiangxi Province | New Dam/'Run of the River' | China | Netherlands (MGM Carbon Portfolio) | Registered | DNV | Beijing Haohua Rivers International Water Engineering Consulting Co., Ltd | Large | 25 | 8.2 | 7 renewable | 54.531 | 2008-01-26 | 2009-03-02 | 2012-05-02 | Registered: 16/11/09 | NC | ACM0002 ver. 7 | NO | YES | Grid-connected power from other sources | Asia Pacific | 58.217 | 2011-10-20 | 58.217 | [14 empty] | SGS | Netherlands |  |  | Active
3510 | Hubei Hefeng Yuejia River 2nd level Hydropower Station | New Dam | China | Germany (RWE Power AG) | Registered | TÜV-NORD | Beijing Tianqing Power International CDM Consulting, Co | Small | 8 | 477.61 | 7 renewable | 24.3 | 2008-01-24 | 2009-06-02 | 2012-07-02 | Registered: 03/09/10 | NC | AMS.ID ver. 13 | NO | NO | Grid-connected power from other sources | Asia Pacific | [18 empty] | Germany |  |  | Active
3039 | Sichuan Baishuijiang Qinglong Hydropower Project | New Dam/'Run of the River' | China | Japan (Sumitomo) | Registered | Japan Consulting Institute | Shanghai JEC Environmental Consultant Co | Large | 102 | 1611 | 7 renewable | 391.302 | 2008-01-24 | 2011-11-02 | 2014-06-02 | Registered: 12/11/10 | NC | ACM0002 ver. 7 | NO | YES | Grid-connected power from other sources | Asia Pacific | [18 empty] | Japan |  |  | Active
3437 | Zhejiang Tonglu Bipu Hydropower Station + | New Dam/'Run of the River' | China | Germany (RWE Power AG) | Registered | TÜV-NORD | Beijing Tianqing Power International CDM Consulting, Co | Small | 14 | - | 7 renewable | 39.895 | 2008-01-24 | 2009-12-02 | 2012-07-02 | Registered: 13/12/10 | NC | AMS.ID ver. 13 | NO | NO | Grid-connected power from other sources | Asia Pacific | [18 empty] | Germany |  |  | Active
1508 | Lixian Yikeyin Small Hydropower Project + | New Dam/'Run of the River' | China | Sweden (CAMS) | Registered | Bureau Veritas Certification Holding SAS | College of Environmental Science and Engineering, Hunan University | Small | 13.6 | - | 7 renewable | 57.627 | 2008-01-24 | 2011-01-02 | 2013-01-02 | Registered: 01/11/09 | NC | AMS.ID ver. 13 | NO | NO | Grid-connected power from other sources | Asia Pacific | [18 empty] | Sweden |  |  | Active
2155 | Sichuan Baishuijiang Shuanghe Hydro Power Project | New Dam/'Run of the River' | China | Japan (Marubeni Corporation) | Registered | DNV | Shanghai JEC Environmental Consultant Co. | Large | 81 | 858 | 7 renewable | 297.313 | 2008-01-24 | 2012-06-02 | 2012-06-02 | Registered: 27/07/09 | NC | ACM0002 ver. 6 | NO | YES | Grid-connected power from other sources | Asia Pacific | 739.53 | 2010-08-27 | 116.273 | 2011-01-13 | 226.241 | 2011-08-04 | 213.813 | 2012-02-24 | 183.203 | [8 empty] | Deloitte | Japan |  |  | Active
2426 | El Platanal Hydropower Plant | New Dam/'Run of the River' | Peru | Spain (AHL Carbono) | Registered | DNV | Ahlcarbono | Large | 220 | 107.21 | 7 renewable | 501.814 | 2008-01-23 | 2010-10-02 | 2014-01-02 | Registered: 17/09/09 | NC | ACM0002 ver. 7 | NO | YES | Grid-connected power from other sources | Latin America | 894.286 | 2011-11-03 | 545.09 | 2012-01-13 | 349.196 | [12 empty] | AENOR | Spain |  |  | Active
2608 | Yunnan Shangri-La Shiwang River Hydropower Station + | New Dam | China | Austria (Kommunalkredit) + Switzerland (South Pole Carbon Asset Management) | Registered | TÜV-SÜD | South Pole Carbon Asset Management + Beijing Tianqing Power International CDM Consulting, Co | Small | 12.6 | 12600 | 7 renewable | 48.981 | 2008-01-23 | 2010-10-02 | 2012-07-02 | Registered: 13/11/09 | NC | AMS.ID ver. 13 | NO | NO | Grid-connected power from other sources | Asia Pacific | 24.26 | 2011-12-28 | 24.26 | [14 empty] | CEPREI | Austria | Switzerland |  | Active
3052 | Hubei Baokang Siping Hydropower Station | New Dam | China | Germany (RWE Power AG) | Registered | TÜV-NORD | Beijing Tianqing Power International CDM Consulting, Co | Large | 60 | 7.27 | 7 renewable | 155.607 | 2008-01-22 | 2008-02-02 | 2012-06-02 | Registered: 05/10/10 | NC | ACM0002 ver. 7 | NO | YES | Grid-connected power from other sources | Asia Pacific | [18 empty] | Germany |  |  | Active
2803 | Yunnan Yingjiang Binglang River Mengnai Hydropower Station Project | New Dam/'Run of the River' | China | Germany (RWE Power AG) | Registered | TÜV-NORD | Beijing Tianqing Power International CDM Consulting, Co | Large | 24 | - | 7 renewable | 97.052 | 2008-01-22 | 2010-10-02 | 2013-01-02 | Registered: 26/12/09 | NC | ACM0002 ver. 7 | NO | YES | Grid-connected power from other sources | Asia Pacific | 131.942 | 2011-04-26 | 40.825 | 2012-04-02 | 91.117 | [12 empty] | TÜV-Rheinland | Germany |  |  | Active
2806 | Sichuan Mabian Yi-Autonomous County Bajiaoxi Hydro Power Station | New Dam/'Run of the River' | China | Germany (RWE Power AG) | Registered | TÜV-NORD | Beijing Tianqing Power International CDM Consulting, Co | Large | 36 | 166.2 | 7 renewable | 178.6 | 2008-01-22 | 2008-08-02 | 2012-07-02 | Registered: 18/12/09 | NC | ACM0002 ver. 7 | NO | YES | Grid-connected power from other sources | Asia Pacific | 124.512 | 2012-02-03 | 124.512 | [14 empty] | TÜV-Rheinland | Germany |  |  | Active
2815 | Yunnan Yingjiang Binglangjiang Shizishan Hydropower Station Project | New Dam/'Run of the River' | China | Germany (RWE Power AG) | Registered | TÜV-NORD | Beijing Tianqing Power International CDM Consulting, Co | Large | 24 | 117 | 7 renewable | 102.079 | 2008-01-22 | 2010-09-02 | 2012-10-02 | Registered: 25/12/09 | NC | ACM0002 ver. 7 | NO | YES | Grid-connected power from other sources | Asia Pacific | 175.892 | 2011-04-26 | 63.829 | 2012-04-03 | 112.063 | [12 empty] | TÜV-Rheinland | Germany |  |  | Active
3113 | Gutanhe 10 MW Hydropower Project in Yunnan Province + | New Dam/'Run of the River' | China | Netherlands (Essent Energy Trading BV) | Registered | TÜV-SÜD | Cleanergy Investment Service (Beijing) Co., Ltd | Small | 10 | - | 7 renewable | 34.864 | 2008-01-18 | 2010-06-02 | 2012-05-02 | Registered: 25/10/10 | NC | AMS.ID ver. 13 | NO | NO | Grid-connected power from other sources | Asia Pacific | 24.396 | 2012-04-03 | 24.396 | [14 empty] | BV Cert | Netherlands |  |  | Active
NYA | Lanpin Fengdianhe Small Hydropower Project + | New Dam/'Run of the River' | China | Sweden (CAMS) | Validation terminated | Bureau Veritas Certification Holding SAS | College of Environmental Science and Engineering, Hunan University | Small | 12.6 | - | 7 renewable | 35.925 | 2008-01-17 | 2010-07-02 | 2012-07-02 | Open for comment: 17/01/08 - 15/02/08 |  | AMS.ID ver. 13 | NO | NO | Grid-connected power from other sources | Asia Pacific | [18 empty] | Sweden |  |  | Inactive
NYA | Jinsheng Small Hydropower Project in Jinxiu County, Guangxi Zhuang Autonomous Prefecture | New Dam/'Run of the River' | China | Japan (Mitsubishi) | At validation | TÜV-SÜD | Guangzhou City Kaijun Environmental Protection Engineering Co | Small | 12 | - | 7 renewable | 33.832 | 2008-01-17 | 2010-10-02 | 2013-01-02 | Open for comment: 17/01/08 - 15/02/08 |  | AMS.ID ver. 13 | NO | NO | Grid-connected power from other sources | Asia Pacific | [18 empty] | Japan |  |  | Active
NYA | Nengqin and Tiantang Bundled Small Hydropower Project in Jinxiu County, Guangxi Zhuang Autonomous Prefecture | New Dam/'Run of the River' | China | Japan (Mitsubishi) | At validation | TÜV-SÜD | Guangzhou City Kaijun Environmental Protection Engineering Co | Small | 6.69 | - | 7 renewable | 22.821 | 2008-01-17 | 2010-02-02 | 2012-04-02 | Open for comment: 17/01/08 - 15/02/08 |  | AMS.ID ver. 13 | NO | NO | Grid-connected power from other sources | Asia Pacific | [18 empty] | Japan |  |  | Active
2376 | Yunnan Tengchong Longchuan River Stage I Hydropower Plant | New Dam | China | Sweden (CAMS) | Registered | TÜV-NORD | Karbon Energy Consulting Co | Large | 24 | 33.8 | 7 renewable | 90.797 | 2008-01-17 | 2010-08-02 | 2012-07-02 | Registered: 25/05/09 | NC | ACM0002 ver. 7 | NO | YES | Grid-connected power from other sources | Asia Pacific | 107.391 | 2010-04-01 | 32.122 | 2011-02-03 | 75.269 | [12 empty] | ERM | Sweden |  |  | Active
3076 | Mengshan Xingupai Hydro Power Project + | New Dam | China | UK (Ecosecurities) | Registered | TÜV-SÜD | EcoSecurities Group PLC | Small | 10.26 | 104.9 | 7 renewable | 29.917 | 2008-01-16 | 2009-11-02 | 2013-09-02 | Registered: 17/06/10 | NC | AMS.ID ver. 13 | NO | NO | Grid-connected power from other sources | Asia Pacific | [18 empty] | UK |  |  | Active
3159 | Jinxiu Fengmuao Hydro Power Project | New Dam | China | UK (Ecosecurities) | Registered | TÜV-SÜD | EcoSecurities Group PLC | Small | 7.5 | 104.2 | 7 renewable | 19.298 | 2008-01-16 | 2009-11-02 | 2013-08-02 | Registered: 15/06/11 | NC | AMS.ID ver. 13 | NO | NO | Grid-connected power from other sources | Asia Pacific | [18 empty] | UK |  |  | Active
NYA | Laowangzhuang Zhemujiu Small Hydropower Project + | New Dam/'Run of the River' | China | Sweden (CAMS) | Validation terminated | Bureau Veritas Certification Holding SAS | College of Environmental Science and Engineering, Hunan University | Small | 13.6 | - | 7 renewable | 41.798 | 2008-01-16 | 2010-06-02 | 2013-01-02 | Open for comment: 16/01/08 - 14/02/08 |  | AMS.ID ver. 13 | NO | NO | Grid-connected power from other sources | Asia Pacific | [18 empty] | Sweden |  |  | Inactive
2737 | Sichuan Shimian County Ximagu Hydropower Project | New Dam/'Run of the River' | China | Switzerland (Vitol SA) + UK (ICECAP) | Registered | TÜV-SÜD | Shanghai JEC Environmental Consultant Co | Large | 18 | - | 7 renewable | 60.416 | 2008-01-12 | 2008-10-02 | 2012-05-02 | Registered: 08/04/10 | NC | ACM0002 ver. 7 | NO | NO | Grid-connected power from other sources | Asia Pacific | 44.018 | 2012-04-17 | 44.018 | [14 empty] | TÜV-Rheinland | Switzerland | UK |  | Active
3168 | Hubei Wangjiahe Hydropower Project + | New Dam | China | Italy (ENEL) | Registered | TÜV-SÜD | Beijing Tianqing Power International CDM Consulting, Co., Ltd | Small | 9.6 | - | 7 renewable | 27.446 | 2008-01-10 | 2009-12-02 | 2012-03-02 | Registered: 30/11/10 | NC | AMS.ID ver. 13 | NO | NO | Grid-connected power from other sources | Asia Pacific | [18 empty] | Italy |  |  | Active
3745 | Su Pan 2 Hydro Power Project | New Dam/'Run of the River' | Vietnam | Japan (Japan Carbon Finance) | Registered | DNV | RCEE Energy & Environment Joint – Stock Company | Large | 34.5 | 907.9 | 10 fixed | 84.949 | 2008-01-08 | 2010-12-02 | 2013-01-02 | Registered: 27/11/10 | B | ACM0002 ver. 7 | NO | YES | Grid-connected power from other sources | Asia Pacific | [18 empty] | Japan |  |  | Active
2869 | Yunnan Diqing Jisha Hydropower Project | New Dam/'Run of the River' | China | Austria (Kommunalkredit Public Consulting Gmb) | Rejected | TÜV-SÜD | China Fulin Windpower Development Corporation | Large | 120 | 62.2 | 7 renewable | 444.25 | 2008-01-08 | 2009-04-02 | 2012-04-02 | Rejected: 30/07/10 | NC | ACM0002 ver. 7 | NO | YES | Grid-connected power from other sources | Asia Pacific | [18 empty] | Austria |  |  | Inactive
2786 | Hunan Laopokou Hydropower Project | New Dam | China | Netherlands (MGM Carbon Portfolio) | Registered | TÜV-Rheinland | ICSHP | Large | 24 | 168 | 7 renewable | 66.259 | 2008-01-08 | 2009-09-02 | 2012-03-02 | Registered: 02/03/10 | NC | ACM0002 ver. 7 | NO | YES | Grid-connected power from other sources | Asia Pacific | 50.239 | 2011-08-31 | 50.239 | [14 empty] | Lloyd | Netherlands |  |  | Active
NYA | Substitution of grid power generation through transmission of renewable electricity generated in a hydro power generating station | New Dam | Bhutan | - | At validation | DNV | Tala Hydroelectric Project Authority + Powerlinks Transmission + Power Grid Corporation of India | Large | 1020 | 2833.33 | 10 fixed | 3279.253 | 2007-12-22 | 2005-06-02 | 2012-04-02 | Open for comment: 22/12/07 - 20/01/08 | A, O | ACM0002 ver. 7 | NO | YES | Grid-connected power from other sources | Asia Pacific | [18 empty] | - |  |  | Active
1879 | Lijiang Xinzhuhe Second Level Hydropower Project + | New Dam/'Run of the River' | China | Sweden (Ecosecurities) | Registered | TÜV-SÜD | EcoSecurities | Small | 12.6 | - | 7 renewable | 53.303 | 2007-12-14 | 2010-12-02 | 2013-01-02 | Registered: 27/10/08 | NC | AMS.ID ver. 12 | NO | NO | Grid-connected power from other sources | Asia Pacific | [18 empty] | Sweden |  |  | Active
2024 | Hunan Lizitang 9.6MW Hydropower Project of China | New Dam/'Run of the River' | China | Sweden (CAMS) | Registered | TÜV-NORD | Accord Global Environment Technology (Beijing) Co., Ltd. | Small | 9.6 | - | 7 renewable | 35.599 | 2007-12-14 | 2011-10-02 | 2013-08-02 | Registered: 03/01/09 | NC | AMS.ID ver. 12 | NO | NO | Grid-connected power from other sources | Asia Pacific | [18 empty] | Sweden |  |  | Active
2151 | Yunnan Leidatan 108MW Hydropower Project | New Dam | China | Japan (Mitsubishi) | Registered | TÜV-SÜD | Beijing Ruichi Electric Power Information Technology Co. | Large | 108 | 32.93 | 7 renewable | 364.736 | 2007-12-14 | 2009-06-19 | 2013-02-02 | Registered: 09/02/09 | NC | ACM0002 ver. 6 | NO | YES | Grid-connected power from other sources | Asia Pacific | 815.627 | 2010-10-08 | 289.298 | 2011-06-08 | 207.922 | 2012-05-04 | 318.407 | [10 empty] | BV Cert | Japan |  |  | Active
NYA | Ziqiang 18MW Hydropower Project in Guizhou Province | New Dam | China | UK (Climatebridge) | Validation negative | TÜV-SÜD | Guizhou Hengyuan Project Management and consulting Co | Large | 18 | 21.2 | 7 renewable | 51.411 | 2007-12-13 | 2009-11-02 | 2012-02-02 | Open for comment: 13/12/07 - 11/01/08 |  | ACM0002 ver. 6 | NO | NO | Grid-connected power from other sources | Asia Pacific | [18 empty] | UK |  |  | Inactive
3235 | Jiulong County Rekuhe Stage II Hydropower Project, Sichuan Province + | New Dam/'Run of the River' | China | Japan (Mitsubishi) | Registered | TÜV-SÜD | Beijing Changjiang River International Holding | Small | 10 | - | 7 renewable | 42.581 | 2007-12-13 | 2011-01-02 | 2012-05-02 | Registered: 04/01/11 | NC | AMS.ID ver. 12 | NO | NO | Grid-connected power from other sources | Asia Pacific | [18 empty] | Japan |  |  | Active
2033 | Jiadu River Zhentong Power Plant Project + | New Dam/'Run of the River' | China | Sweden (Ecosecurities) | Registered | DNV | EcoSecurities | Small | 8 | - | 7 renewable | 34.664 | 2007-12-13 | 2010-03-02 | 2012-06-02 | Registered: 09/03/09 | NC | AMS.ID ver. 12 | NO | NO | Grid-connected power from other sources | Asia Pacific | [18 empty] | Sweden |  |  | Active
2034 | Wayao Forth Cascade Hydro Power Project in Yunnan Province + | New Dam/'Run of the River' | China | UK (Ecosecurities) | Registered | DNV | EcoSecurities | Small | 8 | - | 7 renewable | 35.414 | 2007-12-13 | 2010-10-02 | 2012-05-02 | Registered: 03/02/09 | NC | AMS.ID ver. 12 | NO | NO | Grid-connected power from other sources | Asia Pacific | 30.982 | 2010-11-11 | 30.982 | [14 empty] | JQA | UK |  |  | Active
2145 | Yangmingshan Three Level Hydropower Project + | New Dam/'Run of the River' | China | Sweden (EcoSecurities) | Registered | DNV | EcoSecurities | Small | 8.2 | - | 7 renewable | 24.835 | 2007-12-13 | 2010-02-02 | 2012-03-02 | Registered: 23/11/08 | NC | AMS.ID ver. 12 | NO | NO | Grid-connected power from other sources | Asia Pacific | 27.259 | 2012-03-07 | 27.259 | [14 empty] | China Quality Certification Centre (CQC) | Sweden |  |  | Active
2203 | Hubei Maduhe Hydro Project | New Dam | China | Netherlands (EcoSecurities) | Registered | TÜV-SÜD | EcoSecurities | Large | 30 | 34.48 | 7 renewable | 70.68 | 2007-12-13 | 2010-04-02 | 2012-06-02 | Registered: 12/01/09 | NC | ACM0002 ver. 6 | NO | YES | Grid-connected power from other sources | Asia Pacific | 36.296 | 2011-12-30 | 36.296 | [14 empty] | BV Cert | Netherlands |  |  | Active
NYA | Jiulong County Rekuhe Stage I Hydropower Project, Sichuan Province + | New Dam/'Run of the River' | China | Japan (Mitsubishi) | At validation | TÜV-SÜD | Beijing Changjiang River International Holding | Small | 8 | - | 7 renewable | 32.665 | 2007-12-12 | 2012-06-02 | 2014-01-02 | Open for comment: 12/12/07 - 10/01/08 |  | AMS.ID ver. 12 | NO | NO | Grid-connected power from other sources | Asia Pacific | [18 empty] | Japan |  |  | Active
3236 | Jiulong County Rekuhe Stage III Hydropower Project, Sichuan Province + | New Dam/'Run of the River' | China | Japan (Mitsubishi) | Registered | TÜV-SÜD | Beijing Changjiang River International Holding | Small | 13 | - | 7 renewable | 55.386 | 2007-12-12 | 2011-05-02 | 2012-06-02 | Registered: 04/01/11 | NC | AMS.ID ver. 12 | NO | NO | Grid-connected power from other sources | Asia Pacific | [18 empty] | Japan |  |  | Active
2071 | Sichuan provincial Longchi & Caoyuan 9 MW Small-scale Hydro Power Bundle Project + | New Dam/'Run of the River' | China | Netherlands (China Carbon N.V.) | Registered | TÜV-SÜD | KOE Environmental Consultancy | Small | 9 | - | 7 renewable | 48.601 | 2007-12-12 | 2009-04-02 | 2012-04-02 | Registered: 30/12/08 | NC | AMS.ID ver. 12 | NO | NO | Grid-connected power from other sources | Asia Pacific | 105.898 | 2011-10-11 | 66.691 | 2012-03-26 | 39.207 | [12 empty] | China Environmental United Certification Center Co., Ltd. (CEC | Netherlands |  |  | Active
2107 | Sichuan Baihuatan 120MW Hydropower Project | New Dam | China | Japan (Marubeni Corporation) | Registered | TÜV-SÜD | Beijing Ruichi Electric Power Information Technology Co. | Large | 120 | 33 | 7 renewable | 509.748 | 2007-12-12 | 2008-11-02 | 2012-04-02 | Registered: 05/02/09 | NC | ACM0002 ver. 6 | NO | YES | Grid-connected power from other sources | Asia Pacific | 298.195 | 2011-03-18 | 298.195 | [14 empty] | JACO | Japan |  |  | Active
2458 | Guangdong Lankou 26MW Hydro Power Project+ | New Dam | China | Netherlands (Renaissance Carbon Investment) | Registered | Japan Consulting Institute | KOE Environmental Consultancy | Large | 26 | 183.82 | 7 renewable | 70.47 | 2007-12-12 | 2009-12-02 | 2013-01-02 | Registered: 07/07/09 | NC | ACM0002 ver. 7 | NO | YES | Grid-connected power from other sources | Asia Pacific | 107.428 | 2010-10-14 | 29.752 | 2011-11-30 | 77.676 | [12 empty] | China Environmental United Certification Center Co., Ltd (CEC) | Netherlands |  |  | Active
2459 | Guangdong Liucheng 25.5MW Hydro Power Project + | New Dam | China | Netherlands (Renaissance Carbon Investment) | Registered | Japan Consulting Institute | KOE Environmental Consultancy | Large | 25.5 | 803.4 | 7 renewable | 68.437 | 2007-12-12 | 2009-05-02 | 2013-01-02 | Registered: 24/07/09 | NC | ACM0002 ver. 7 | NO | YES | Grid-connected power from other sources | Asia Pacific | 37.925 | 2011-12-02 | 37.925 | [14 empty] | China Environmental United Certification Center Co., Ltd (CEC) | Netherlands |  |  | Active
2172 | Daofu County Mengtuo Hydro Power Project | New Dam | China | Sweden (Ecosecurities) | Registered | TÜV-SÜD | EcoSecurities | Large | 18.9 | 450 | 7 renewable | 90.471 | 2007-12-12 | 2010-03-02 | 2012-01-02 | Registered: 30/12/08 | NC | ACM0002 ver. 6 | NO | NO | Grid-connected power from other sources | Asia Pacific | 205.336 | 2010-02-05 | 48.673 | 2011-01-27 | 82.019 | 2011-12-09 | 74.644 | [10 empty] | BV Cert | Sweden |  |  | Active
2046 | Sichuan Cong’en 8MW Hydropower Project + | New Dam/'Run of the River' | China | Japan (Mitsui & Co.) | Registered | Lloyd’s | CDM Project Development Centre of CPCEC | Small | 8 | - | 7 renewable | 34.126 | 2007-12-11 | 2004-01-01 | 2012-09-02 | Registered: 17/02/09 | NC | AMS.ID ver. 12 | NO | NO | Grid-connected power from other sources | Asia Pacific | 11.044 | 2012-02-24 | 11.044 | [14 empty] | ERM | Japan |  |  | Active
3299 | LinCang Yun County, XinTangFang Hydropower Station Project | New Dam/'Run of the River' | China | Italy (Asja Ambiente Italia) | Registered | DNV | Aria Engineering S.r.l. | Large | 18 | 456.54 | 7 renewable | 69.155 | 2007-12-08 | 2010-02-02 | 2012-05-02 | Registered: 11/08/10 | NC | ACM0002 ver. 6 | NO | NO | Grid-connected power from other sources | Asia Pacific | [18 empty] | Italy |  |  | Active
2197 | Sichuan Ya’an Shaping Hydropower Station Project | New Dam/'Run of the River' | China | Netherlands (Arreon Carbon and Credit Suisse) | Registered | TÜV-SÜD | Arreon Carbon UK | Large | 56 | 100 | 7 renewable | 167.556 | 2007-12-08 | 2010-06-02 | 2012-11-02 | Registered: 18/06/09 | NC | ACM0002 ver. 6 | NO | YES | Grid-connected power from other sources | Asia Pacific | [18 empty] | Netherlands |  |  | Active
2213 | Luoyingkou Hydropower Project in Heping County Guangdong Province | New Dam/'Run of the River' | China | Japan (Mitsubishi) | Registered | TÜV-SÜD | Guangdong AEP Technology Consulting & Development Centre CDM Department | Large | 20 | 917 | 7 renewable | 52.903 | 2007-12-08 | 2010-09-02 | 2012-06-02 | Registered: 25/02/09 | NC | ACM0002 ver. 6 | NO | NO | Grid-connected power from other sources | Asia Pacific | 59.492 | 2010-09-24 | 14.055 | 2012-04-27 | 45.437 | [12 empty] | JQA | Japan |  |  | Active
2759 | Gansu Qilinsi 111MW Hydropower Project | New Dam | China | Japan (Sumitomo) | Registered | DNV | CWEME | Large | 111 | 39 | 7 renewable | 379.695 | 2007-12-08 | 2009-11-02 | 2012-09-02 | Registered: 06/12/09 | NC | ACM0002 ver. 7 | NO | YES | Grid-connected power from other sources | Asia Pacific | 287.216 | 2011-11-03 | 287.216 | [14 empty] | SGS | Japan |  |  | Active
2417 | Lircay Run-Of-River Project | New Dam/'Run of the River' | Chile | - | Registered | DNV | Hidromaule S.A. | Large | 19 | - | 7 renewable | 53.04 | 2007-12-06 | 2010-11-02 | 2012-11-02 | Registered: 04/08/09 | NC | AM0026 ver. 3 | NO | NO | Grid-connected power from other sources | Latin America | [18 empty] | - |  |  | Active
1938 | Guangxi Youjiang Naji Hydro Power Generation Project | New Dam | China | Japan (Mitsubishi) | Registered | Japan Consulting Institute | Azure International | Large | 66 | 10.3 | 7 renewable | 196.675 | 2007-12-04 | 2011-01-02 | 2012-01-02 | Registered: 03/03/09 | NC | ACM0002 ver. 6 | NO | YES | Grid-connected power from other sources | Asia Pacific | [18 empty] | Japan |  |  | Active
3397 | Yunnan Province, Tengchong County, XiShanHe Hydropower Station Project | New Dam/'Run of the River' | China | Italy (Asja Ambiente Italia) | Rejected | DNV | Asja Ambiente Italia | Small | 6.7 | - | 7 renewable | 27.999 | 2007-11-30 | 2010-12-02 | 2012-01-02 | Rejected: 07/03/11 | NC | AMS.ID ver. 12 | NO | NO | Grid-connected power from other sources | Asia Pacific | [18 empty] | Italy |  |  | Inactive
NYA | Huanghuazhai 54MW Hydro Power Project in Guizhou Province | New Dam | China | Sweden (CAMS) | At validation | TÜV-SÜD | Beijing Haohua Rivers International Water Engineering Consulting Co., Ltd | Large | 54 | 14 | 7 renewable | 169.815 | 2007-11-30 | 2013-01-02 | 2013-01-02 | Open for comment: 30/11/07 - 29/12/07 |  | ACM0002 ver. 6 | NO | YES | Grid-connected power from other sources | Asia Pacific | [18 empty] | Sweden |  |  | Active
1862 | Yunnan Lushui LaoWo River 25MW Hydropower Project | New Dam/'Run of the River' | China | Switzerland (Factor Consulting) | Registered | Bureau Veritas Certification Holding SAS | Richard Mao | Large | 25 | 15.495 | 10 fixed | 98.77 | 2007-11-30 | 2012-01-02 | 2012-01-02 | Registered: 24/11/08 | NC | ACM0002 ver. 6 | NO | YES | Grid-connected power from other sources | Asia Pacific | 147.607 | 2011-07-06 | 61.35 | 2012-02-23 | 86.257 | [12 empty] | TÜV-Rheinland | Switzerland |  |  | Active
2102 | Cheves Hydro Power Project | New Dam/'Run of the River' | Peru | - | Registered | DNV | EcoSecurities | Large | 168 | 976 | 7 renewable | 400.857 | 2007-11-30 | 2012-07-02 | 2015-03-02 | Registered: 12/02/09 | NC | ACM0002 ver. 6 | NO | YES | Grid-connected power from other sources | Latin America | [18 empty] | - |  |  | Active
NYA | Yunnan Liangmeihe River Cascade Hydropower Project | New Dam | China | Sweden (CAMS) | At validation | TÜV-NORD | Accord Global Environment Technology (Beijing) Co., Ltd. | Large | 17.6 | 4800, 1500, 2500 | 7 renewable | 39.761 | 2007-11-28 | 2010-10-02 | 2012-07-02 | Open for comment: 28/11/07 - 27/12/07 |  | ACM0002 ver. 6 | NO | NO | Grid-connected power from other sources | Asia Pacific | [18 empty] | Sweden |  |  | Active
2050 | Shangri-La Langdu River 1st Level Hydropower Station | New Dam/'Run of the River' | China | Netherlands (Essent Energy Trading BV) | Registered | TÜV-SÜD | Beijing Tianqing Power International CDM Consulting, Co | Large | 21.6 | - | 7 renewable | 72.913 | 2007-11-28 | 2010-07-02 | 2012-07-02 | Registered: 30/12/08 | NC | ACM0002 ver. 6 | NO | YES | Grid-connected power from other sources | Asia Pacific | 77.479 | 2011-07-21 | 29.107 | 2011-12-05 | 48.372 | [12 empty] | TÜV-NORD | Netherlands |  |  | Active
2054 | Shangri-La Langdu River 2nd Level Hydropower Station | New Dam/'Run of the River' | China | Netherlands (Essent Energy Trading BV) | Registered | TÜV-SÜD | Beijing Tianqing Power International CDM Consulting, Co | Large | 22.5 | - | 7 renewable | 69.049 | 2007-11-28 | 2010-06-02 | 2012-04-02 | Registered: 19/12/08 | NC | ACM0002 ver. 6 | NO | YES | Grid-connected power from other sources | Asia Pacific | 44.917 | 2011-07-20 | 17.166 | 2012-01-13 | 27.751 | [12 empty] | TÜV-NORD | Netherlands |  |  | Active
2055 | Shangri-La Langdu River 3rd Level Hydropower Station | New Dam/'Run of the River' | China | Netherlands (Essent Energy Trading BV) | Registered | TÜV-SÜD | Beijing Tianqing Power International CDM Consulting, Co | Large | 18 | - | 7 renewable | 56.114 | 2007-11-28 | 2010-12-02 | 2012-12-02 | Registered: 20/12/08 | NC | ACM0002 ver. 6 | NO | NO | Grid-connected power from other sources | Asia Pacific | [18 empty] | Netherlands |  |  | Active
2057 | Shangri-La Langdu River 4th Level Hydropower Station | New Dam/'Run of the River' | China | Netherlands (Essent Energy Trading BV) | Registered | TÜV-SÜD | Beijing Tianqing Power International CDM Consulting, Co | Large | 24 | - | 7 renewable | 74.859 | 2007-11-28 | 2011-03-02 | 2013-03-02 | Registered: 10/01/09 | NC | ACM0002 ver. 6 | NO | YES | Grid-connected power from other sources | Asia Pacific | 12.296 | 2012-05-04 | 12.296 | [14 empty] | TÜV-NORD | Netherlands |  |  | Active
2059 | Shangri-La Langtayong Hydropower Station | New Dam/'Run of the River' | China | Netherlands (Essent Energy Trading BV) | Registered | TÜV-SÜD | Beijing Tianqing Power International CDM Consulting, Co | Large | 18 | - | 7 renewable | 60.975 | 2007-11-28 | 2011-03-02 | 2012-08-02 | Registered: 20/12/08 | NC | ACM0002 ver. 6 | NO | NO | Grid-connected power from other sources | Asia Pacific | 31.56 | 2011-10-05 | 11.698 | 2011-12-09 | 19.862 | [12 empty] | TÜV-NORD | Netherlands |  |  | Active
2182 | Jishou Huanglianxi 8MW Hydropower Project + | New Dam | China | Sweden (CAMS) | Registered | TÜV-NORD | Shenzhen Dazao Ruihe Investment and Consultation Co | Small | 8 | 20 | 7 renewable | 27.513 | 2007-11-28 | 2010-12-02 | 2013-01-02 | Registered: 05/01/09 | NC | AMS.ID ver. 12 | NO | NO | Grid-connected power from other sources | Asia Pacific | [18 empty] | Sweden |  |  | Active
1982 | Hangudi 5 MW Hydropower Project in Yunnan province + | New Dam | China | Sweden (CAMS) | Registered | TÜV-NORD | Cleanergy Investment Service (Beijing) Co., Ltd | Small | 5 | 1000 | 7 renewable | 18.254 | 2007-11-27 | 2010-07-02 | 2012-01-02 | Registered: 05/01/09 | NC | AMS.ID ver. 12 | NO | NO | Grid-connected power from other sources | Asia Pacific | 29.206 | 2010-10-08 | 14.735 | 2012-02-02 | 14.471 | [12 empty] | DNV | Sweden |  |  | Active
2175 | Xinning County Dalong Small-scale Hydropower Bundled Project | New Dam/'Run of the River' | China | Sweden (CAMS) | Registered | TÜV-NORD | Accord Global Environment Technology (Beijing) Co., Ltd. | Small | 6.6 | - | 7 renewable | 28.678 | 2007-11-27 | 2012-01-02 | 2012-01-02 | Registered: 09/03/09 | NC | AMS.ID ver. 12 | NO | NO | Grid-connected power from other sources | Asia Pacific | 39.646 | 2010-11-04 | 20.537 | 2011-12-12 | 19.109 | [12 empty] | TÜV-NORD | Sweden |  |  | Active
2225 | Korea Midland Power Co., LTD.(KOMIPO) Boryeong small hydroelectric power plant project | New Dam/'Run of the River' | Republic of Korea | - | Registered | Bureau Veritas Certification Holding SAS | Korea Midland Power Co. + Ecofrontier | Small | 7.5 | - | 7 renewable | 14.391 | 2007-11-24 | 2012-03-02 | 2012-04-02 | Registered: 31/12/08 | NC | AMS.ID ver. 12 | NO | NO | Grid-connected power from other sources | Asia Pacific | [18 empty] | - |  |  | Active
2366 | Korea East-West Power Dangjin small hydro power plant project + | New Dam/'Run of the River' | Republic of Korea | - | Registered | Bureau Veritas Certification Holding SAS | Ecoeye Co | Small | 5 | - | 10 fixed | 14.277 | 2007-11-24 | 2013-11-02 | 2014-11-02 | Registered: 07/08/09 | NC | AMS.ID ver. 12 | NO | NO | Grid-connected power from other sources | Asia Pacific | [18 empty] | - |  |  | Active
NYA | Napo Naen Hydroelectric Project | New Dam | China | Netherlands (EcoSecurities) | Validation terminated | TÜV-SÜD | EcoSecurities | Large | 25.5 | 21.3 | 7 renewable | 71.968 | 2007-11-21 | 2010-02-02 | 2012-01-02 | Open for comment: 21/11/07 - 20/12/07 |  | ACM0002 ver. 6 | NO | YES | Grid-connected power from other sources | Asia Pacific | [18 empty] | Netherlands |  |  | Inactive
NYA | 10MW Bundled Hydropower Project in Chengbu County, Hunan Province | New Dam/'Run of the River' | China | Sweden (CAMS) | Validation terminated | TÜV-Rheinland | Accord Global Environment Technology (Beijing) Co., Ltd. | Small | 10 | - | 7 renewable | 46.965 | 2007-11-20 | 2007-12-02 | 2010-05-02 | Open for comment: 20/11/07 - 19/12/07 |  | AMS.ID ver. 12 | NO | NO | Grid-connected power from other sources | Asia Pacific | [18 empty] | Sweden |  |  | Inactive
2858 | Sichuan Kangding Huashangou 72MW Hydropower Project+ | New Dam | China | Japan (Mitsubishi) | Registered | TÜV-SÜD | Beijing Ruichi Electric Power Information Technology | Large | 72 | 153.1 | 7 renewable | 254.92 | 2007-11-20 | 2010-12-02 | 2013-09-02 | Registered: 09/04/10 | NC | ACM0002 ver. 7 | NO | YES | Grid-connected power from other sources | Asia Pacific | [18 empty] | Japan |  |  | Active
NYA | Gansu Yumen Changma River Hongyuan Hydropower Project | New Dam/'Run of the River' | China | UK (Climate Change Investment I) | At validation | TÜV-NORD | Easy Carbon Consultancy Co | Large | 16.5 | - | 7 renewable | 58.19 | 2007-11-16 | 2010-04-02 | 2012-05-02 | Open for comment: 16/11/07 - 15/12/07 |  | ACM0002 ver. 6 | NO | NO | Grid-connected power from other sources | Asia Pacific | [18 empty] | UK |  |  | Active
NYA | Gansu Subei Upstream Dang River Bundled Hydropower Project | New Dam/'Run of the River' | China | UK (Climate Change Investment I) | At validation | TÜV-NORD | Easy Carbon Consultancy Co | Large | 32.6 | - | 7 renewable | 104.42 | 2007-11-16 | 2010-12-02 | 2012-10-02 | Open for comment: 16/11/07 - 15/12/07 |  | ACM0002 ver. 6 | NO | YES | Grid-connected power from other sources | Asia Pacific | [18 empty] | UK |  |  | Active
NYA | Shanxiu Hydropower Project, Fusui County, Guangxi Zhuang Autonomous Region | New Dam | China | - | Validation terminated | Bureau Veritas Certification Holding SAS | Guangxi Luzhai County Luoqingjiang | Large | 78 | 26.77 | 7 renewable | 266.366 | 2007-11-14 | 2008-03-02 | 2012-06-02 | Open for comment: 14/11/07 - 13/12/07 |  | ACM0002 ver. 6 | NO | YES | Grid-connected power from other sources | Asia Pacific | [18 empty] | - |  |  | Inactive
NYA | Xiaqiao Hydropower Plant in Guangxi Zhuang Autonomous Region | New Dam | China | - | Validation terminated | Bureau Veritas Certification Holding SAS | Guangxi Luzhai County Luoqingjiang | Large | 50 | 52.5 | 7 renewable | 167.831 | 2007-11-14 | 2008-12-02 | 2012-06-02 | Open for comment: 14/11/07 - 13/12/07 |  | ACM0002 ver. 6 | NO | YES | Grid-connected power from other sources | Asia Pacific | [18 empty] | - |  |  | Inactive
NYA | Guangxi Luzhai County Luoqingjiang River Longxing Hydropower Project | New Dam | China | - | Validation terminated | Bureau Veritas Certification Holding SAS | Guangxi Luzhai County Luoqingjiang | Large | 24 | 6.82 | 7 renewable | 57.646 | 2007-11-14 | 2009-10-02 | 2012-06-02 | Open for comment: 14/11/07 - 13/12/07 |  | ACM0002 ver. 6 | NO | YES | Grid-connected power from other sources | Asia Pacific | [18 empty] | - |  |  | Inactive
1753 | 5 MW Sahu Hydro Electric Project for a grid connected system in Himachal Pradesh + | New Dam/'Run of the River' | India | - | Registered | DNV | Him Kailash Hydro Power Private Limited | Small | 5 | - | 10 fixed | 16.329 | 2007-11-10 | 2009-07-02 | 2012-12-02 | Registered: 24/06/09 | NC | AMS.ID ver. 13 | NO | NO | Grid-connected power from other sources | Asia Pacific | 10.082 | 2012-03-16 | 10.082 | [14 empty] | TÜV-Rheinland | - |  |  | Active
2111 | Banna Liusha River Fifth Level Power Plant Project + | New Dam/'Run of the River' | China | Sweden (Ecosecurities) | Registered | DNV | EcoSecurities | Small | 8 | - | 7 renewable | 39.872 | 2007-11-10 | 2010-01-02 | 2012-01-02 | Registered: 23/02/09 | NC | AMS.ID ver. 12 | NO | NO | Grid-connected power from other sources | Asia Pacific | [18 empty] | Sweden |  |  | Active
2627 | Nam Pia Hydropower Project + | New Dam | Vietnam | Japan (Kansai Electric Power) | Registered | DNV | Vietnam Energy and Environment Consultancy | Small | 15 | 107.14 | 7 renewable | 35.276 | 2007-11-10 | 2011-02-02 | 2013-06-02 | Registered: 05/09/09 | A, B | AMS.ID ver. 13 | NO | NO | Grid-connected power from other sources | Asia Pacific | 41.261 | 2011-01-14 | 11.355 | 2011-11-10 | 29.906 | [12 empty] | Deloitte | Japan |  |  | Active
2090 | Yaoping 10 MW Small Hydropower Project in Shaanxi Province | New Dam | China | UK (Carbon Resource Management) | Registered | TÜV-SÜD | Beijing Haohua Rivers International Water Engineering Consulting Co., Ltd | Small | 10 | - | 7 renewable | 30.304 | 2007-11-09 | 2011-02-02 | 2013-04-02 | Registered: 13/06/09 | NC | AMS.ID ver. 12 | NO | NO | Grid-connected power from other sources | Asia Pacific | [18 empty] | UK |  |  | Active
2137 | Mengzhushan 15 MW Small Hydropower Project in Shaanxi Province | New Dam | China | UK (Carbon Resource Management) | Registered | TÜV-SÜD | Beijing Haohua Rivers International Water Engineering Consulting Co., Ltd | Small | 15 | - | 7 renewable | 57.081 | 2007-11-09 | 2008-03-02 | 2012-04-02 | Registered: 28/04/09 | NC | AMS.ID ver. 12 | NO | NO | Grid-connected power from other sources | Asia Pacific | [18 empty] | UK |  |  | Active
2160 | Yulong County Jinzhuang River Third Level Hydropower Project + | New Dam/'Run of the River' | China | Sweden (Ecosecurities) | Registered | DNV | EcoSecurities Group | Small | 12.6 | - | 7 renewable | 54.217 | 2007-11-07 | 2010-02-02 | 2012-10-02 | Registered: 26/12/08 | NC | AMS.ID ver. 12 | NO | NO | Grid-connected power from other sources | Asia Pacific | [18 empty] | Sweden |  |  | Active
NYA | Qinghai Golmud Yixiantian 8MW Small Scale Hydropower Project | New Dam/'Run of the River' | China | Switzerland (Aare-Tessin AG) | At validation | Lloyd’s | Mr. Wei Li + Mr. Li Yuechen | Small | 8 | - | 7 renewable | 25.619 | 2007-11-03 | 2010-02-02 | 2012-01-02 | Open for comment: 03/11/07 - 02/12/07 |  | AMS.ID ver. 12 | NO | NO | Grid-connected power from other sources | Asia Pacific | [18 empty] | Switzerland |  |  | Active
NYA | Nova Sinceridade Small Hydroelectric Power Plant - Brascan Energética Minas Gerais S.A. (BEMG) + | New Dam | Brazil | - | At validation | DNV | Ecoinvest Carbon Brasil + Ricardo Esparta | Small | 9 | 150 | 7 renewable | 9.58 | 2007-11-03 | 2005-04-02 | 2012-04-02 | Open for comment: 03/11/07 - 02/12/07 |  | AMS.ID ver. 12 | YES | NO | Grid-connected power from other sources | Latin America | [18 empty] | - |  |  | Active
NYA | Campos Novos Hydropower Plant CDM Project Activity | New Dam | Brazil | - | Validation terminated | DNV | Ecoinvest Carbon Brasil + Ricardo Esparta | Large | 880 | 22.33 | 7 renewable | 935.52 | 2007-11-02 | 2005-07-02 | 2012-07-02 | Open for comment: 02/11/07 - 01/12/07 | A | ACM0002 ver. 6 | YES | YES | Grid-connected power from other sources | Latin America | [18 empty] | - |  |  | Inactive
2359 | 7.5 MW Bundled Small Hydropower Project in Qiandongnan Autonomous Region, Guizhou Province, P.R. China | New Dam | China | Japan (Smart Energy Co.) | Registered | JACO | Beijing Karbon Energy Investment and Consulting Co., Smart Energy Co. | Small | 7.5 | - | 7 renewable | 19.829 | 2007-11-01 | 2010-07-02 | 2012-10-02 | Registered: 21/08/09 | NC | AMS.ID ver. 13 | NO | NO | Grid-connected power from other sources | Asia Pacific | 15.015 | 2012-03-02 | 15.015 | [14 empty] | JACO | Japan |  |  | Active
2023 | Nimoo-Bazgo Hydroelectric Project | New Dam/'Run of the River' | India | - | Registered | DNV | MGM International | Large | 45 | 13.16 | 7 renewable | 180.074 | 2007-10-31 | 2014-08-02 | 2014-08-02 | Registered: 31/03/09 | NC | ACM0002 ver. 6 | NO | YES | Grid-connected power from other sources | Asia Pacific | [18 empty] | - |  |  | Active
2025 | Chutak Hydroelectric Project | New Dam/'Run of the River' | India | - | Registered | DNV | MGM International | Large | 44 | 326 | 7 renewable | 159.889 | 2007-10-31 | 2015-02-02 | 2015-02-02 | Registered: 01/04/09 | NC | ACM0002 ver. 6 | NO | YES | Grid-connected power from other sources | Asia Pacific | [18 empty] | - |  |  | Active
NYA | Jiangbian Hydropower Project in Sichuan Province | New Dam/'Run of the River' | China | - | At validation | TÜV-SÜD | Global Climate Change Institute, Tsinghua University | Large | 330 | 2089 | 7 renewable | 1044.552 | 2007-10-28 | 2011-10-02 | 2015-11-02 | Open for comment: 28/10/07 - 26/11/07 |  | ACM0002 ver. 6 | NO | YES | Grid-connected power from other sources | Asia Pacific | [18 empty] | - |  |  | Active
1713 | Community-Based Renewable Energy Development in the Northern Areas and Chitral (NAC), Pakistan | New Dam/'Run of the River' | Pakistan | Netherlands (Community Development Carbon Fund) | Registered | DNV | Winrock International Pakistan. | Small | 15 | - | 7 renewable | 87.477 | 2007-10-27 | 2006-03-03 | 2009-06-15 | Registered: 29/10/09 | NC | AMS-I.A. ver. 12 | NO | NO | Grid-connected power from other sources | Asia Pacific | [18 empty] | Netherlands |  |  | Active
2002 | Yuquan 16 MW Hydro-electric Power Station Project | New Dam | China | Netherlands (ENEL) | Registered | TÜV-SÜD | Beijing Tianqing Power International CDM Consulting, Co. + Caspervandertak Consulting | Large | 16 | 57 | 7 renewable | 38.472 | 2007-10-27 | 2010-06-02 | 2012-04-02 | Registered: 27/08/09 | NC | ACM0002 ver. 6 | NO | NO | Grid-connected power from other sources | Asia Pacific | 35.137 | 2011-05-23 | 35.137 | [14 empty] | China Environmental United Certification Center Co., Ltd (CEC) | Netherlands |  |  | Active
2551 | Xinjiang Kaiduhe River Chahan Wusu Hydropower Project + | New Dam | China | Japan (Mitsubishi) | Registered | Lloyd’s | Beijing Changjiang River International Holding | Large | 309 | 93.8 | 7 renewable | 881.351 | 2007-10-27 | 2009-03-02 | 2012-12-02 | Registered: 14/09/09 | NC | ACM0002 ver. 7 | NO | YES | Grid-connected power from other sources | Asia Pacific | 2278.583 | 2011-03-17 | 236.834 | 2011-05-04 | 412.451 | 2011-09-26 | 636.697 | 2011-12-09 | 417.308 | 2012-03-23 | 404.767 | 2012-06-01 | 170.526 |  |  |  |  | TÜV-NORD | Japan |  |  | Active
3090 | Félou Regional Hydropower Project | New Dam/'Run of the River' | Mali | Spain (IBRD) | Registered | DNV | EcoSecurities | Large | 62.3 | - | 7 renewable | 160.098 | 2007-10-26 | 2015-06-02 | 2015-06-02 | Registered: 06/05/10 | NC | ACM0002 ver. 6 | NO | YES | Grid-connected power from other sources | Africa & Middle East | [18 empty] | Spain |  |  | Active
2746 | Dagachhu Hydropower Project + | New Dam/'Run of the River' | Bhutan | - | Registered | DNV | Pöyry Energy | Large | 114 | 3257 | 7 renewable | 501.962 | 2007-10-23 | 2010-07-02 | 2016-01-02 | Registered: 26/02/10 | NC | ACM0002 ver. 7 | NO | YES | Grid-connected power from other sources | Asia Pacific | [18 empty] | - |  |  | Active
1889 | La Joya Hydroelectric Plant + | New Dam/'Run of the River' | Peru | Switzerland (Climate Cent Foundation) | Registered | DNV | Ahlcarbono | Small | 14.96 | - | 7 renewable | 41.282 | 2007-10-23 | 2010-11-02 | 2012-05-02 | Registered: 22/11/08 | NC | AMS.ID ver. 12 | NO | NO | Grid-connected power from other sources | Latin America | 23.503 | 2012-04-13 | 23.503 | [14 empty] | AENOR | Switzerland |  |  | Active
2037 | Yangliutan Hydro Power Project | New Dam | China | Netherlands (EcoSecurities) | Registered | DNV | EcoSecurities | Large | 54 | 21 | 7 renewable | 185.806 | 2007-10-21 | 2009-03-02 | 2012-10-02 | Registered: 18/12/08 | NC | ACM0002 ver. 6 | NO | YES | Grid-connected power from other sources | Asia Pacific | [18 empty] | Netherlands |  |  | Active
2081 | China Hunan Gaoyongdong Small Hydropower Project | New Dam/'Run of the River' | China | Sweden (CAMS) | Registered | TÜV-Rheinland | Hunan CDM Project Service Center | Small | 8.8 | - | 7 renewable | 30.178 | 2007-10-21 | 2009-10-02 | 2012-01-02 | Registered: 03/03/09 | NC | AMS.ID ver. 12 | NO | NO | Grid-connected power from other sources | Asia Pacific | 38.429 | 2010-09-02 | 21.025 | 2011-08-03 | 17.404 | [12 empty] | BV Cert | Sweden |  |  | Active
2121 | China Hunan Yuzitang Small Hydropower Project | New Dam/'Run of the River' | China | Sweden (CAMS) | Registered | TÜV-Rheinland | Hunan CDM Project Service Center | Small | 9.6 | - | 7 renewable | 25.898 | 2007-10-21 | 2008-09-02 | 2012-01-02 | Registered: 31/03/09 | NC | AMS.ID ver. 12 | NO | NO | Grid-connected power from other sources | Asia Pacific | 47.057 | 2011-01-20 | 20.927 | 2011-12-07 | 26.13 | [12 empty] | TÜV-NORD | Sweden |  |  | Active
2159 | Erbaqu Small Hydropower Project in Gansu Province + | New Dam/'Run of the River' | China | Netherlands (MGM Carbon Portfolio) | Registered | TÜV-SÜD | Gansu Huike Center for Technology Transferring on Resource and Environment | Small | 9.6 | - | 7 renewable | 34.44 | 2007-10-18 | 2011-12-02 | 2012-02-02 | Registered: 22/04/09 | NC | AMS.ID ver. 12 | NO | NO | Grid-connected power from other sources | Asia Pacific | [18 empty] | Netherlands |  |  | Active
1962 | Changshatou 10 MW Hydropower Project in Hubei Province + | New Dam | China | Netherlands (Essent Energy Trading BV) | Registered | SGS | Cleanergy Investment Service (Beijing) Co., Ltd | Small | 10 | 61.3 | 7 renewable | 33.022 | 2007-10-17 | 2011-08-02 | 2012-01-02 | Registered: 20/10/08 | NC | AMS.ID ver. 12 | NO | NO | Grid-connected power from other sources | Asia Pacific | 46.215 | 2009-08-03 | 2.554 | 2010-11-10 | 19.862 | 2011-10-05 | 23.799 | [10 empty] | SGS | Netherlands |  |  | Active
4549 | Lubasi Hydropower Project in Gansu Province | New Dam/'Run of the River' | China | Germany (EGB Emissionshandels) | Registered | TÜV-NORD | Gansu Huike Center for Technology Transferring on Resource and Environment | Large | 51 | 170 | 7 renewable | 177.357 | 2007-10-16 | 2011-01-02 | 2013-01-02 | Registered: 11/03/11 | NC | ACM0002 ver. 6 | NO | YES | Grid-connected power from other sources | Asia Pacific | [18 empty] | Germany |  |  | Active
1985 | Gansu Huanghe Bingling Hydropower Station Project | New Dam | China | Netherlands (ENEL) | Registered | TÜV-SÜD | Caspervandertak Consulting | Large | 240 | 51.7 | 7 renewable | 762.792 | 2007-10-16 | 2009-12-02 | 2012-04-02 | Registered: 22/04/09 | NC | ACM0002 ver. 6 | NO | YES | Grid-connected power from other sources | Asia Pacific | 890.306 | 2010-11-04 | 253.619 | 2011-01-20 | 636.687 | [12 empty] | SGS | Netherlands |  |  | Active
NYA | Dasiat Hydro Power Project + | New Dam/'Run of the River' | Vietnam | UK (Grey K Environmental) | At validation | TÜV-Rheinland | RCEE Energy and Environment Joint Stock Company | Small | 13.5 | 29.2 | 10 fixed | 39.601 | 2007-10-14 | 2010-12-02 | 2012-06-02 | Open for comment: 14/10/07 - 12/11/07 |  | AMS.ID ver. 12 | NO | NO | Grid-connected power from other sources | Asia Pacific | [18 empty] | UK |  |  | Active
1829 | Ceran´s 14 de Julho Hydro Power Plant CDM Project Activity | New Dam/'Run of the River' | Brazil | - | Registered | SGS | CERAN | Large | 100 | 19.72 | 7 renewable | 245.493 | 2007-10-11 | 2008-10-02 | 2011-07-02 | Registered: 09/04/09 | NC | ACM0002 ver. 6 | NO | YES | Grid-connected power from other sources | Latin America | [18 empty] | - |  |  | Active
2089 | Ayishan Small Hydropower Project in Gansu Province + | New Dam/'Run of the River' | China | Netherlands (MGM Carbon Portfolio) | Registered | DNV | Gansu Huike Center for Technology Transferring on Resource and Environment | Small | 5 | - | 7 renewable | 17.981 | 2007-10-11 | 2010-07-02 | 2012-09-02 | Registered: 24/02/09 | NC | AMS.ID ver. 12 | NO | NO | Grid-connected power from other sources | Asia Pacific | [18 empty] | Netherlands |  |  | Active
3178 | Qianguangtan Small Hydropower Project in Gansu Province | New Dam/'Run of the River' | China | UK (Climate Bridge Ltd.) | Registered | TÜV-NORD | Gansu Huike Center for Technology Transferring on Resource and Environment | Small | 9.6 | - | 7 renewable | 39.117 | 2007-10-10 | 2012-10-02 | 2013-01-02 | Registered: 15/06/10 | NC | AMS.ID ver. 12 | NO | NO | Grid-connected power from other sources | Asia Pacific | [18 empty] | UK |  |  | Active
2188 | Hubei Yuquan River 25.2MW Hydropower Project | New Dam | China | UK (Trading Emissions PLC) | Registered | TÜV-SÜD | Beijing EEDT Technology&Trade Co. | Large | 25.2 | 536 | 7 renewable | 95.437 | 2007-10-10 | 2010-01-02 | 2012-08-02 | Registered: 10/03/09 | NC | ACM0002 ver. 6 | NO | YES | Grid-connected power from other sources | Asia Pacific | 31.844 | 2012-04-17 | 31.844 | [14 empty] | DNV | UK |  |  | Active
2405 | Santa Cruz I Hydroelectric Power Plant | New Dam/'Run of the River' | Peru | Spain (Asin Carbono S.L.) | Registered | DNV | Ahlcarbono | Small | 5.9 | - | 7 renewable | 16.927 | 2007-10-10 | 2011-06-02 | 2013-02-02 | Registered: 17/09/09 | NC | AMS.ID ver. 13 | NO | NO | Grid-connected power from other sources | Latin America | 23.344 | 2012-02-22 | 23.344 | [14 empty] | AENOR | Spain |  |  | Active
1743 | Yunnan Yuanjiang Lutong Hydropower Station | New Dam/'Run of the River' | China | Switzerland (South Pole) + Austria (Kommunalkredit) | Registered | TÜV-SÜD | Beijing Tianqing Power International CDM Consulting, Co. | Small | 10 | - | 7 renewable | 44.63 | 2007-10-10 | 2011-10-02 | 2012-01-02 | Registered: 10/03/09 | NC | AMS.ID ver. 12 | NO | NO | Grid-connected power from other sources | Asia Pacific | 82.19 | 2010-05-28 | 46.562 | 2011-08-15 | 35.628 | [12 empty] | China Environmental United Certification Center Co., Ltd (CEC) | Switzerland | Austria |  | Active
NYA | Yunnan Yingjiang Gaohe 1st Level Hydropower Station + | New Dam/'Run of the River' | China | Germany (RWE Power AG) | Validation negative | TÜV-NORD | Beijing Tianqing Power International CDM Consulting, Co. | Small | 15 | - | 7 renewable | 57.483 | 2007-10-09 | 2010-09-02 | 2012-11-02 | Open for comment: 09/10/07 - 07/11/07 |  | AMS.ID ver. 12 | NO | NO | Grid-connected power from other sources | Asia Pacific | [18 empty] | Germany |  |  | Inactive
5161 | Badyar Hydro (4.90 MW) Plant at Uttarakhand | New Dam/'Run of the River' | India | - | Registered | TÜV-SÜD | Gensol Consultants Pvt. | Small | 4.9 | - | 7 renewable | 23.824 | 2007-10-09 | 2010-11-02 | 2012-06-02 | Registered: 20/09/11 (22/12/11) | NC | AMS.ID ver. 12 | NO | NO | Grid-connected power from other sources | Asia Pacific | [18 empty] | - |  |  | Active
NYA | Xiaoxiawan 10.25MW Hydropower Project in Qinghai province, the People’s Republic of China + | New Dam/'Run of the River' | China | UK (Climate Change Capital Carbon Fund) | Validation terminated | DNV | Gansu Huanzhou Info &Tech- consultation Service Co. | Small | 10.25 | - | 7 renewable | 50.681 | 2007-10-09 | 2009-10-02 | 2012-01-02 | Open for comment: 09/10/07 - 07/11/07 |  | AMS.ID ver. 12 | NO | NO | Grid-connected power from other sources | Asia Pacific | [18 empty] | UK |  |  | Inactive
1831 | Fujian Wuyishan Wenlin River 2nd and 3rd Level Hydropower Station + | New Dam/'Run of the River' | China | Germany (RWE Power AG) | Registered | TÜV-NORD | Beijing Tianqing Power International CDM Consulting, Co. | Small | 8.5 | 24.09 | 7 renewable | 20.532 | 2007-10-09 | 2011-12-02 | 2012-01-02 | Registered: 04/11/08 | NC | AMS.ID ver. 12 | NO | NO | Grid-connected power from other sources | Asia Pacific | 44.465 | 2011-03-18 | 13.127 | 2012-02-03 | 31.338 | [12 empty] | China Quality Certification Centre (CQC) | Germany |  |  | Active
1980 | Guangdong Shaoguan Yizhou Hydro Power Station | New Dam/'Run of the River' | China | Germany (RWE Power AG) | Registered | TÜV-NORD | Beijing Tianqing Power International CDM Consulting, Co. | Large | 20 | - | 7 renewable | 53.376 | 2007-10-09 | 2010-07-02 | 2012-04-02 | Registered: 24/03/09 | NC | ACM0002 ver. 6 | NO | NO | Grid-connected power from other sources | Asia Pacific | 89.141 | 2010-08-13 | 33.014 | 2011-04-27 | 56.127 | [12 empty] | China Environmental United Certification Center Co., Ltd (CEC) | Germany |  |  | Active
1983 | Yingjiang Songpo Hydropower Station | New Dam/'Run of the River' | China | Germany (RWE Power AG) | Registered | TÜV-NORD | Beijing Tianqing Power International CDM Consulting, Co. | Large | 20 | 149.37 | 7 renewable | 71.086 | 2007-10-09 | 2012-10-02 | 2013-01-02 | Registered: 26/01/09 | NC | ACM0002 ver. 6 | NO | NO | Grid-connected power from other sources | Asia Pacific | [18 empty] | Germany |  |  | Active
1988 | Yunnan Yingjiang Zuanshui River Hydropower Station | New Dam/'Run of the River' | China | Germany (RWE Power AG) | Registered | TÜV-NORD | Beijing Tianqing Power International CDM Consulting, Co. | Small | 14 | - | 7 renewable | 55.945 | 2007-10-09 | 2011-09-02 | 2012-03-02 | Registered: 24/03/09 | NC | AMS.ID ver. 12 | NO | NO | Grid-connected power from other sources | Asia Pacific | 89.507 | 2010-06-16 | 35.444 | 2011-03-28 | 54.063 | [12 empty] | China Environmental United Certification Center Co., Ltd (CEC) | Germany |  |  | Active
2000 | Yunnan Yingjiang Yinhe Hydropower Station + | New Dam/'Run of the River' | China | Germany (RWE Power AG) | Registered | TÜV-NORD | Beijing Tianqing Power International CDM Consulting, Co. | Small | 12.6 | - | 7 renewable | 45.473 | 2007-10-09 | 2012-03-02 | 2012-04-02 | Registered: 26/03/09 | NC | AMS.ID ver. 12 | NO | NO | Grid-connected power from other sources | Asia Pacific | [18 empty] | Germany |  |  | Active
2052 | Yunnan Yingjiang Wakuhe Hydropower Station | New Dam/'Run of the River' | China | Germany (RWE Power AG) | Registered | TÜV-NORD | Beijing Tianqing Power International CDM Consulting, Co. | Large | 36 | - | 7 renewable | 123.27 | 2007-10-09 | 2012-06-02 | 2012-07-02 | Registered: 18/09/09 | NC | ACM0002 ver. 6 | NO | YES | Grid-connected power from other sources | Asia Pacific | 65.889 | 2011-12-30 | 65.889 | [14 empty] | TÜV-Rheinland | Germany |  |  | Active
2409 | Nanshankou Cascade I 12 MW Hydropower Project in Geermu City of Qinghai Province + | New Dam/'Run of the River' | China | UK (Climate Change Capital Carbon Fund) | Registered | DNV | Gansu Huanzhou Information Technology Consulting Co | Small | 12 | 17.65 | 7 renewable | 51.834 | 2007-10-09 | 2010-10-02 | 2012-09-02 | Registered: 03/07/09 | NC | AMS.ID ver. 13 | NO | NO | Grid-connected power from other sources | Asia Pacific | 87.786 | 2010-12-22 | 34.568 | 2012-02-13 | 53.218 | [12 empty] | DNV | UK |  |  | Active
1997 | Yunnan Yingjiang County Binglang River Mangkang Hydropower Station | New Dam | China | Germany (RWE Power AG) | Registered | TÜV-NORD | Beijing Tianqing Power International CDM Consulting, Co. | Small | 10.5 | - | 7 renewable | 41.325 | 2007-10-09 | 2010-04-02 | 2012-01-02 | Registered: 24/03/09 | NC | AMS.ID ver. 12 | NO | NO | Grid-connected power from other sources | Asia Pacific | 64.344 | 2010-04-28 | 25.626 | 2011-01-31 | 38.718 | [12 empty] | China Quality Certification Centre (CQC) | Germany |  |  | Active
2206 | Sichuan Jiulong Shaping Hydropower Project | New Dam | China | Switzerland (Vitol SA) | Registered | TÜV-SÜD | Redox International Consulting (Peking) Co. Ltd. + Fan Yuelin Sichuan Quingyuan Engineering Consultation Co. | Large | 162 | 730 | 7 renewable | 585.937 | 2007-10-09 | 2010-01-02 | 2012-04-02 | Registered: 24/03/09 | NC | ACM0002 ver. 6 | NO | YES | Grid-connected power from other sources | Asia Pacific | 1454.767 | 2010-04-09 | 445.674 | 2010-11-11 | 121.035 | 2011-03-02 | 253.045 | 2011-09-16 | 422.471 | 2012-02-17 | 212.542 | [6 empty] | BV Cert | Switzerland |  |  | Active
2041 | Huangtuwan Hydropower Project in Gansu Province | New Dam/'Run of the River' | China | Netherlands (MGM Carbon Portfolio) | Registered | DNV | Gansu Huike Center for Technology Transferring on Resource and Environment | Large | 20.5 | - | 7 renewable | 67.918 | 2007-10-07 | 2011-08-02 | 2013-01-02 | Registered: 21/12/08 | NC | ACM0002 ver. 6 | NO | YES | Grid-connected power from other sources | Asia Pacific | [18 empty] | Netherlands |  |  | Active
2086 | Yunnan Gangquhe No.1 Hydropower Project | New Dam | China | Netherlands (MGM Carbon Portfolio) | Registered | DNV | Easy Carbon Consultancy Co. | Large | 60 | 223 | 7 renewable | 199.725 | 2007-10-07 | 2010-07-02 | 2013-01-02 | Registered: 05/02/09 | NC | ACM0002 ver. 6 | NO | YES | Grid-connected power from other sources | Asia Pacific | [18 empty] | Netherlands |  |  | Active
2212 | Zhoujiayuan Hydropower Project in Hubei Province | New Dam/'Run of the River' | China | Netherlands (MGM Carbon Portfolio) | Registered | DNV | Gansu Huike Center for Technology Transferring on Resource and Environment | Large | 48 | - | 7 renewable | 157.671 | 2007-10-07 | 2012-03-02 | 2012-05-02 | Registered: 15/04/09 | NC | ACM0002 ver. 6 | NO | YES | Grid-connected power from other sources | Asia Pacific | 122.353 | 2012-03-30 | 122.353 | [14 empty] | SGS | Netherlands |  |  | Active
1620 | Hedcor Sibulan 42.5 MW Hydroelectric Power Project | New Dam/'Run of the River' | Philippines | - | Registered | DNV | Clean Energy Finance Committee Mitsubishi UFJ Securities Co. | Large | 42.5 | 1280 | 7 renewable | 81.129 | 2007-10-06 | 2011-06-02 | 2013-01-02 | Registered: 06/06/08 | NC | ACM0002 ver. 6 | NO | YES | Grid-connected power from other sources | Asia Pacific | [18 empty] | - |  |  | Active
2010 | Dachunhe 50 MW Hydropower Project in Yunnan Province | New Dam/'Run of the River' | China | Japan (Japan Carbon Finance) | Registered | TÜV-SÜD | Cleanergy Investment Service (Beijing) Co., Ltd | Large | 50 | - | 7 renewable | 163.06 | 2007-10-06 | 2011-09-02 | 2012-01-02 | Registered: 23/02/09 | NC | ACM0002 ver. 6 | NO | YES | Grid-connected power from other sources | Asia Pacific | 324.473 | 2010-09-08 | 44.904 | 2010-11-25 | 83.413 | 2011-07-29 | 165.949 | 2012-01-05 | 30.207 | [8 empty] | SGS | Japan |  |  | Active
1999 | Piabanha River Hydroelectric Plants | New Dam/'Run of the River' | Brazil | Netherlands (AES Carbon Exchange) | Registered | TÜV-SÜD | AES Tietê + MGM International | Large | 51.6 | 552 + 413 + 347 | 7 renewable | 71.006 | 2007-10-05 | 2012-01-02 | 2013-10-02 | Registered: 22/03/09 | NC | ACM0002 ver. 6 | NO | YES | Grid-connected power from other sources | Latin America | [18 empty] | Netherlands |  |  | Active
NYA | Taizihe 15 MW Bundled Small Hydropower Project in Liaoning Province | New Dam/'Run of the River' | China | Sweden (CAMS) | At validation | TÜV-Rheinland | Beijing Haohua Rivers International Water Engineering Consulting Co., Ltd | Small | 15 | - | 7 renewable | 67.249 | 2007-10-03 | 2009-08-02 | 2012-01-02 | Open for comment: 03/10/07 - 01/11/07 |  | AMS.ID ver. 12 | NO | NO | Grid-connected power from other sources | Asia Pacific | [18 empty] | Sweden |  |  | Active
2871 | Zequ River Gakong 30MW Hydropower Project in Henan County of Qinghai Province + | New Dam/'Run of the River' | China | UK (Climate Change Capital Carbon) | Registered | DNV | Gansu Huanzhou Information Technology Consulting Co. | Large | 30 | 85.71 | 7 renewable | 118.292 | 2007-09-30 | 2010-06-02 | 2012-10-02 | Registered: 26/02/10 | NC | ACM0002 ver. 7 | NO | YES | Grid-connected power from other sources | Asia Pacific | 111.931 | 2012-04-13 | 111.931 | [14 empty] | BV Cert | UK |  |  | Active
NYA | Hurla Small Hydroelectric Project at Kullu District, Himachal Pradesh by M/s Sasi Power Limited + | New Dam/'Run of the River' | India | - | Validation terminated | TÜV-SÜD | Sasi Power Limited | Small | 3 | - | 10 fixed | 16.187 | 2007-09-29 | 2010-04-02 | 2013-03-02 | Open for comment: 29/09/07 - 28/10/07 |  | AMS.ID ver. 12 | NO | NO | Grid-connected power from other sources | Asia Pacific | [18 empty] | - |  |  | Inactive
NYA | Hanuman Ganga Hydro (4.95 MW) Plant at Uttarakhand + | New Dam/'Run of the River' | India | - | Validation terminated | TÜV-SÜD | Gensol Consultants Pvt | Small | 4.95 | - | 7 renewable | 23.717 | 2007-09-29 | 2006-11-02 | 2011-12-02 | Open for comment: 29/09/07 - 28/10/07 |  | AMS.ID ver. 12 | NO | NO | Grid-connected power from other sources | Asia Pacific | [18 empty] | - |  |  | Inactive
1987 | Sichuan Pingwu Xiannvbao Hydropower Station | New Dam | China | Netherlands (ENEL) | Registered | TÜV-SÜD | Beijing Tianqing Power International CDM Consulting Co | Large | 76 | 299 | 7 renewable | 308.811 | 2007-09-29 | 2010-09-02 | 2012-09-02 | Registered: 16/01/09 | NC | ACM0002 ver. 6 | NO | YES | Grid-connected power from other sources | Asia Pacific | 234.587 | 2011-06-24 | 104.534 | 2012-05-22 | 130.053 | [12 empty] | DNV | Netherlands |  |  | Active
2012 | Gansu Zhuoni Niuzi 30MW Hydropower Project | New Dam/'Run of the River' | China | Netherlands (Credit Suisse & Arreon) | Registered | DNV | Gansu Huineng Company + Arreon Carbon UK | Large | 30 | - | 7 renewable | 100.581 | 2007-09-29 | 2013-01-02 | 2013-01-02 | Registered: 07/02/09 | NC | ACM0002 ver. 6 | NO | YES | Grid-connected power from other sources | Asia Pacific | 77.032 | 2012-01-25 | 77.032 | [14 empty] | Germanischer Lloyd Certification GmbH | Netherlands |  |  | Active
2009 | Sichuan Jiajiang Qianfoyan Hydro Project | New Dam | China | Netherlands (EcoSecurities) | Registered | DNV | EcoSecurities | Large | 102 | 34 | 7 renewable | 398.383 | 2007-09-29 | 2009-12-02 | 2012-02-02 | Registered: 20/02/09 | NC | ACM0002 ver. 6 | NO | YES | Grid-connected power from other sources | Asia Pacific | 765.431 | 2010-02-25 | 174.894 | 2011-01-26 | 275.648 | 2011-06-21 | 194.937 | 2011-11-25 | 119.952 | [8 empty] | BV Cert | Netherlands |  |  | Active
NYA | Yunnan Yingjiang Kachang Town Yingjiang Kalian Hydropower Station | New Dam/'Run of the River' | China | Italy (ENEL) | Validation terminated | DNV | Beijing Haohua Rivers International Water Engineering Consulting Co., Ltd | Small | 15 | - | 7 renewable | 56.701 | 2007-09-28 | 2009-10-02 | 2013-01-02 | Open for comment: 28/09/07 - 27/10/07 |  | AMS.ID ver. 12 | NO | NO | Grid-connected power from other sources | Asia Pacific | [18 empty] | Italy |  |  | Inactive
NYA | Yuncán Hydropower Plant | New Dam/'Run of the River' | Peru | Spain (Asin Carbono S.L.) | At validation | DNV | Ahlcarbono | Large | 130 | 897 | 7 renewable | 497.007 | 2007-09-28 | 2009-09-02 | 2012-01-02 | Open for comment: 28/09/07 - 27/10/07 |  | ACM0002 ver. 6 | NO | YES | Grid-connected power from other sources | Latin America | [18 empty] | Spain |  |  | Active
1978 | Laowuhe Erji 10 MW Hydropower Project in Yunnan Province | New Dam/'Run of the River' | China | Netherlands (Essent Energy Trading BV) | Registered | TÜV-NORD | Cleanergy Investment Service (Beijing) Co., Ltd | Small | 10 | - | 7 renewable | 31.822 | 2007-09-28 | 2012-05-02 | 2012-05-02 | Registered: 12/06/08 | NC | AMS.ID ver. 12 | NO | NO | Grid-connected power from other sources | Asia Pacific | 44.447 | 2011-11-10 | 44.447 | [14 empty] | China Quality Certification Centre (CQC) | Netherlands |  |  | Active
1984 | Sichuan Wanyuan Baiyangxi Hydropower Station | New Dam | China | Netherlands (ENEL) | Registered | TÜV-SÜD | Beijing Tianqing Power International CDM Consulting Co | Large | 32 | 17 | 7 renewable | 122.174 | 2007-09-28 | 2012-10-02 | 2012-11-02 | Registered: 06/03/09 | NC | ACM0002 ver. 6 | NO | YES | Grid-connected power from other sources | Asia Pacific | 128.493 | 2010-05-19 | 74.253 | 2011-07-28 | 54.24 | [12 empty] | DNV | Netherlands |  |  | Active
NYA | CHORRILLOS HYDROELECTRIC PROJECT + | New Dam/'Run of the River' | Ecuador | - | At validation | SGS | MGM International + Cordelim + EcoAlianzas Estrategicas | Small | 3.96 | - | 7 renewable | 14.538 | 2007-09-27 | 2012-12-02 | 2012-12-02 | Open for comment: 27/09/07 - 26/10/07 |  | AMS.ID ver. 12 | NO | NO | Grid-connected power from other sources | Latin America | [18 empty] | - |  |  | Active
2003 | Yunnan Guangnan Duimen River Hydropower Station | New Dam/'Run of the River' | China | Switzerland (South Pole Carbon) + Austria (Kommunalkredit) | Registered | TÜV-SÜD | Beijing Haohua Rivers International Water Engineering Consulting Co., Ltd | Large | 20 | - | 7 renewable | 78.752 | 2007-09-27 | 2012-06-02 | 2012-07-02 | Registered: 25/03/09 | NC | ACM0002 ver. 6 | NO | NO | Grid-connected power from other sources | Asia Pacific | 90.65 | 2011-01-20 | 46.236 | 2011-09-19 | 44.414 | [12 empty] | China Environmental United Certification Center Co., Ltd (CEC) | Switzerland | Austria |  | Active
NYA | Bage and MengZhai 8.58 MW Bundled Small Hydropower Project in Guizhou Province | New Dam/'Run of the River' | China | Sweden (CAMS) | Validation negative | TÜV-Rheinland | Beijing Haohua Rivers International Water Engineering Consulting Co., Ltd | Small | 8.58 | - | 7 renewable | 25.435 | 2007-09-22 | 2010-08-02 | 2011-10-02 | Open for comment: 22/09/07 - 21/10/07 |  | AMS.ID ver. 12 | NO | NO | Grid-connected power from other sources | Asia Pacific | [18 empty] | Sweden |  |  | Inactive
3292 | Majing'ao and Matou 15 MW Bundled Small Hydropower Project in Guizhou Province, China | New Dam/'Run of the River' | China | Sweden (CAMS) | Registered | TÜV-Rheinland | Beijing Haohua Rivers International Water Engineering Consulting Co., Ltd | Small | 15 | - | 7 renewable | 42.825 | 2007-09-22 | 2009-05-02 | 2012-01-02 | Registered: 11/06/10 | NC | AMS.ID ver. 12 | NO | NO | Grid-connected power from other sources | Asia Pacific | [18 empty] | Sweden |  |  | Active
2070 | Zhuxikou Hydropower Project | New Dam | China | Sweden (CAMS) | Registered | TÜV-SÜD | Hunan CDM Project Service Center + School of Energy Science and Engineering, Central South University | Large | 74 | 13.43 | 7 renewable | 253.51 | 2007-09-22 | 2009-11-02 | 2012-01-02 | Registered: 20/01/09 | NC | ACM0002 ver. 6 | NO | YES | Grid-connected power from other sources | Asia Pacific | 324.487 | 2009-11-13 | 16.979 | 2009-12-16 | 134.455 | 2010-12-30 | 173.053 | [10 empty] | TÜV-NORD | Sweden |  |  | Active
2044 | Ninglang County Mudiqing Secondary Hydropower Plant | New Dam/'Run of the River' | China | Japan (Mitsubishi) | Registered | TÜV-SÜD | Beijing Changjiang River International Holding | Small | 8 | - | 7 renewable | 30.217 | 2007-09-21 | 2010-01-02 | 2012-01-02 | Registered: 04/03/09 | NC | AMS.ID ver. 12 | NO | NO | Grid-connected power from other sources | Asia Pacific | [18 empty] | Japan |  |  | Active
2020 | Lijiang Yulong County Longbahe River Hydropower Project | New Dam/'Run of the River' | China | Japan (Mitsubishi) | Registered | TÜV-SÜD | Beijing Changjiang River International Holding | Small | 12.8 | - | 7 renewable | 56.505 | 2007-09-20 | 2010-06-02 | 2012-01-02 | Registered: 04/03/09 | NC | AMS.ID ver. 12 | NO | NO | Grid-connected power from other sources | Asia Pacific | [18 empty] | Japan |  |  | Active
2207 | Macaohe 9.8MW Hydro Power Project in Guizhou Province + | New Dam | China | UK (ICECAP) | Registered | DNV | Guizhou Zhongshui Hengyuan Project Management and consulting Co | Small | 9.8 | 70.8 | 7 renewable | 26.969 | 2007-09-20 | 2010-11-02 | 2012-01-02 | Registered: 29/12/08 | NC | AMS.ID ver. 12 | NO | NO | Grid-connected power from other sources | Asia Pacific | 56.265 | 2010-12-03 | 20.617 | 2012-03-30 | 35.648 | [12 empty] | China Environmental United Certification Center Co., Ltd (CEC) | UK |  |  | Active
2167 | Shimenkai Hydropower Project | New Dam/'Run of the River' | China | Japan (Mitsubishi) | Registered | TÜV-SÜD | Beijing Changjiang River International Holding | Small | 10 | - | 7 renewable | 42.961 | 2007-09-20 | 2010-01-02 | 2012-01-02 | Registered: 25/02/09 | NC | AMS.ID ver. 12 | NO | NO | Grid-connected power from other sources | Asia Pacific | 53.228 | 2010-05-26 | 14.401 | 2011-05-02 | 15.486 | 2012-01-12 | 23.341 | [10 empty] | BV Cert | Japan |  |  | Active
2204 | Longwangtan 15MW Hydro Power Project in Guizhou Province + | New Dam | China | UK (ICECAP) | Registered | DNV | Guizhou Zhongshui Hengyuan Project Management and consulting Co | Small | 15 | 36.9 | 7 renewable | 43.273 | 2007-09-20 | 2009-08-02 | 2012-01-02 | Registered: 06/03/09 | NC | AMS.ID ver. 12 | NO | NO | Grid-connected power from other sources | Asia Pacific | 60.694 | 2010-05-12 | 33.069 | 2011-07-28 | 27.625 | [12 empty] | China Environmental United Certification Center Co., Ltd (CEC) | UK |  |  | Active
NYA | Shuiliandong 6.25 MW Small Hydropower Project in Guizhou Province | New Dam/'Run of the River' | China | Sweden (CAMS) | Validation negative | TÜV-Rheinland | Beijing Haohua Rivers International Water Engineering Consulting Co., Ltd | Small | 6.25 | - | 7 renewable | 22.863 | 2007-09-19 | 2009-08-02 | 2011-10-02 | Open for comment: 19/09/07 - 18/10/07 |  | AMS.ID ver. 12 | NO | NO | Grid-connected power from other sources | Asia Pacific | [18 empty] | Sweden |  |  | Inactive
NYA | Parlilitan 1 Hydro Power Plant + | New Dam/'Run of the River' | Indonesia | UK (Ecosecurities) | Validation negative | DNV | EcoSecurities | Small | 10 | - | 7 renewable | 27.673 | 2007-09-19 | 2009-06-02 | 2012-04-02 | Open for comment: 19/09/07 - 18/10/07 |  | AMS.ID ver. 12 | NO | NO | Grid-connected power from other sources | Asia Pacific | [18 empty] | UK |  |  | Inactive
NYA | Chiburgo Run-Of-River Project | New Dam/'Run of the River' | Chile | - | At validation | DNV | Colbún S.A | Large | 19.4 | - | 7 renewable | 37.944 | 2007-09-18 | 2009-07-02 | 2012-01-02 | Open for comment: 18/09/07 - 17/10/07 |  | AM0026 ver. 2 | NO | NO | Grid-connected power from other sources | Latin America | [18 empty] | - |  |  | Active
2176 | China Changtanghe Rundle Small Hydropower Project | New Dam/'Run of the River' | China | Austria (Wienerberger AGAG) | Withdrawn | TÜV-SÜD | Hunan CDM Project Service Center | Small | 10.5 | - | 7 renewable | 38.639 | 2007-09-15 | 2010-05-02 | 2012-01-02 | Withdrawn: 28/05/09 | NC | AMS.ID ver. 12 | NO | NO | Grid-connected power from other sources | Asia Pacific | [18 empty] | Austria |  |  | Inactive
1994 | Yunnan Lincang Zhenai Hydropower Project + | New Dam/'Run of the River' | China | Sweden (Ecosecurities) | Registered | TÜV-SÜD | EcoSecurities | Small | 9.6 | - | 7 renewable | 42.31 | 2007-09-15 | 2010-05-02 | 2012-01-02 | Registered: 08/11/08 | NC | AMS.ID ver. 12 | NO | NO | Grid-connected power from other sources | Asia Pacific | 59.806 | 2010-11-10 | 24.19 | 2011-12-28 | 35.616 | [12 empty] | BV Cert | Sweden |  |  | Active
1995 | Guangnan County Shangshilong Hydropower Project | New Dam | China | Sweden (EcoSecurities) | Registered | TÜV-SÜD | EcoSecurities | Large | 20 | 46.51 | 7 renewable | 57.744 | 2007-09-15 | 2010-01-02 | 2012-01-02 | Registered: 02/03/09 | NC | ACM0002 ver. 6 | NO | NO | Grid-connected power from other sources | Asia Pacific | 31.965 | 2010-12-20 | 31.965 | [14 empty] | BV Cert | Sweden |  |  | Active
2189 | Tianquan Qieshan Hydro Power Project | New Dam | China | Netherlands (EcoSecurities) | Registered | TÜV-SÜD | EcoSecurities | Large | 22.5 | 35.16 | 7 renewable | 80.605 | 2007-09-15 | 2009-10-02 | 2012-02-02 | Registered: 04/03/09 | NC | ACM0002 ver. 6 | NO | YES | Grid-connected power from other sources | Asia Pacific | [18 empty] | Netherlands |  |  | Active
2192 | Tianquan Xiacun Hydro Power Project | New Dam | China | Netherlands (EcoSecurities) | Registered | TÜV-SÜD | EcoSecurities | Large | 24 | 34.29 | 7 renewable | 92.471 | 2007-09-15 | 2009-10-02 | 2012-02-02 | Registered: 06/05/09 | NC | ACM0002 ver. 6 | NO | YES | Grid-connected power from other sources | Asia Pacific | [18 empty] | Netherlands |  |  | Active
2195 | Tianquan Shiyang Hydro Power Project | New Dam | China | Netherlands (EcoSecurities) | Registered | TÜV-SÜD | EcoSecurities | Large | 21 | 52.24 | 7 renewable | 75.206 | 2007-09-15 | 2010-01-02 | 2012-02-02 | Registered: 01/10/09 | NC | ACM0002 ver. 6 | NO | YES | Grid-connected power from other sources | Asia Pacific | [18 empty] | Netherlands |  |  | Active
2201 | China Jiangzitian Hydropower Project | New Dam/'Run of the River' | China | UK (Wienerberger) | Registered | TÜV-SÜD | Hunan CDM Project Service Center | Large | 17.1 | - | 7 renewable | 43.91 | 2007-09-15 | 2011-08-02 | 2013-08-02 | Registered: 16/02/09 | NC | ACM0002 ver. 6 | NO | NO | Grid-connected power from other sources | Asia Pacific | [18 empty] | UK |  |  | Active
2208 | Puping Hydro Power Project + | New Dam/'Run of the River' | China | Sweden (Ecosecurities) | Registered | TÜV-SÜD | EcoSecurities | Small | 12.6 | - | 7 renewable | 58.222 | 2007-09-15 | 2009-10-02 | 2012-03-02 | Registered: 23/03/09 | NC | AMS.ID ver. 12 | NO | NO | Grid-connected power from other sources | Asia Pacific | [18 empty] | Sweden |  |  | Active
1858 | Longzhou 1st Hydro Power Project + | Existing Dam | China | UK (Ecosecurities) | Registered | TÜV-SÜD | EcoSecurities | Small | 13 | - | 7 renewable | 32.548 | 2007-09-14 | 2009-12-02 | 2011-11-02 | Registered: 23/02/09 | NC | AMS.ID ver. 12 | NO | NO | Grid-connected power from other sources | Asia Pacific | 18.088 | 2011-04-08 | 18.088 | [14 empty] | BV Cert | UK |  |  | Active
2096 | Fujian Pingnan Houlongxi 48MW Hydropower Project | New Dam | China | Japan (Mitsubishi) | Registered | TÜV-SÜD | Beijing Ruichi Electric Power Information Technology Co | Large | 48 | 83.5 | 7 renewable | 118.313 | 2007-09-14 | 2010-05-09 | 2013-02-10 | Registered: 09/02/09 | NC | ACM0002 ver. 6 | NO | YES | Grid-connected power from other sources | Asia Pacific | 319.663 | 2011-07-20 | 210.249 | 2012-01-03 | 109.414 | [12 empty] | BV Cert | Japan |  |  | Active
2156 | Fujian Shouning Xiadongxi 25MW Hydropower Project | New Dam | China | Japan (Mitsubishi) | Registered | TÜV-SÜD | CDM Office of CWEME | Large | 25 | 37 | 7 renewable | 65.356 | 2007-09-14 | 2012-01-02 | 2012-01-02 | Registered: 13/06/09 | NC | ACM0002 ver. 6 | NO | YES | Grid-connected power from other sources | Asia Pacific | 181.866 | 2011-02-24 | 121.285 | 2012-04-17 | 60.581 | [12 empty] | BV Cert | Japan |  |  | Active
2166 | Fujian Zhouning Houlong 40MW Hydropower Project | New Dam | China | Japan (Mitsubishi) | Registered | TÜV-SÜD | Beijing Ruichi Electric Power Information Technology Co. | Large | 40 | 45.3 | 7 renewable | 110.096 | 2007-09-14 | 2009-01-02 | 2012-01-02 | Registered: 26/01/09 | NC | ACM0002 ver. 6 | NO | YES | Grid-connected power from other sources | Asia Pacific | 276.391 | 2011-01-12 | 181.561 | 2012-01-09 | 94.83 | [12 empty] | BV Cert | Japan |  |  | Active
2077 | Hubei Yuhuangtan 10MW Small-Scale Hydropower Project + | New Dam/'Run of the River' | China | UK (EDF Trading Ltd) | Registered | TÜV-SÜD | Mr. Dai Wenyu | Small | 10 | - | 7 renewable | 38.842 | 2007-09-13 | 2012-01-02 | 2012-01-02 | Registered: 23/02/09 | NC | AMS.ID ver. 12 | NO | NO | Grid-connected power from other sources | Asia Pacific | 11.198 | 2011-04-06 | 11.198 | [14 empty] | BV Cert | UK |  |  | Active
NYA | Shaanxi Ziyang County Small-scale Hydropower Bundled Project | New Dam/'Run of the River' | China | UK (WIN WIN International Investments) | At validation | TÜV-NORD | Accord Global Environment Technology (Beijing) Co., Ltd. | Small | 5.55 | - | 7 renewable | 16.613 | 2007-09-12 | 2012-04-02 | 2012-04-02 | Open for comment: 12/09/07 - 11/10/07 |  | AMS.ID ver. 12 | NO | NO | Grid-connected power from other sources | Asia Pacific | [18 empty] | UK |  |  | Active
NYA | Hunan Jinwei 5.0MW Hydropower Project of China | New Dam/'Run of the River' | China | UK (WIN WIN International Investments) | At validation | TÜV-NORD | Accord Global Environment Technology (Beijing) Co., Ltd. | Small | 5 | - | 7 renewable | 16.982 | 2007-09-12 | 2011-01-02 | 2012-01-02 | Open for comment: 12/09/07 - 11/10/07 |  | AMS.ID ver. 12 | NO | NO | Grid-connected power from other sources | Asia Pacific | [18 empty] | UK |  |  | Active
NYA | Guangdong Chayang 28.8 MW Hydropower Project | New Dam/'Run of the River' | China | UK (WIN WIN International Investments) | At validation | TÜV-NORD | Accord Global Environment Technology (Beijing) Co., Ltd. | Large | 28.8 | 10.8 | 7 renewable | 99.853 | 2007-09-12 | 2010-05-02 | 2012-06-02 | Open for comment: 12/09/07 - 11/10/07 |  | ACM0002 ver. 6 | NO | YES | Grid-connected power from other sources | Asia Pacific | [18 empty] | UK |  |  | Active
NYA | Hunan Shaoyang Kongquetan Hydro Power Project | New Dam/'Run of the River' | China | UK (WIN WIN International Investments) | Validation terminated | TÜV-NORD | Accord Global Environment Technology (Beijing) Co., Ltd. | Large | 25.5 | 1662 | 7 renewable | 79.319 | 2007-09-12 | 2011-09-02 | 2013-05-02 | Open for comment: 12/09/07 - 11/10/07 |  | ACM0002 ver. 6 | NO | YES | Grid-connected power from other sources | Asia Pacific | [18 empty] | UK |  |  | Inactive
2146 | Lushui Zijihe Small Hydropower Project + | New Dam/'Run of the River' | China | Sweden (CAMS) | Registered | DNV | College of Environmental Science and Engineering, Hunan University | Small | 12.6 | - | 7 renewable | 43.587 | 2007-09-12 | 2013-01-02 | 2013-01-02 | Registered: 29/12/08 | NC | AMS.ID ver. 12 | NO | NO | Grid-connected power from other sources | Asia Pacific | [18 empty] | Sweden |  |  | Active
1960 | Dongliuxi Erji 12.6 MW Hydropower Project in Hubei Province + | New Dam | China | Netherlands (Essent Energy Trading BV) | Registered | SGS | Cleanergy Investment Service (Beijing) Co., Ltd | Small | 12.6 | 252 | 7 renewable | 44.912 | 2007-09-11 | 2011-10-02 | 2011-11-02 | Registered: 27/10/08 | NC | AMS.ID ver. 12 | NO | NO | Grid-connected power from other sources | Asia Pacific | 83.037 | 2009-08-03 | 8.696 | 2010-11-10 | 35.01 | 2011-09-30 | 39.331 | [10 empty] | SGS | Netherlands |  |  | Active
3199 | Shilong 70MW Hydropower Project in Jilin Province | New Dam/'Run of the River' | China | Sweden (CAMS) | Registered | TÜV-SÜD | Beijing Haohua Rivers International Water Engineering Consulting Co., Ltd | Large | 70 | 31.96 | 7 renewable | 130.88 | 2007-09-08 | 2010-04-02 | 2013-06-02 | Registered: 27/06/10 | NC | ACM0002 ver. 6 | NO | YES | Grid-connected power from other sources | Asia Pacific | [18 empty] | Sweden |  |  | Active
1759 | Shuangbai Ejia Magahe River Hydropower Project | New Dam/'Run of the River' | China | UK (Standard Bank Plc) | Registered | Japan Consulting Institute | Department of Environmental Science and Engineering, Tsinghua University + Coway International TechTrans Co. | Small | 15 | - | 7 renewable | 54.251 | 2007-09-08 | 2010-07-02 | 2012-06-02 | Registered: 24/1208 | NC | AMS.ID ver. 12 | NO | NO | Grid-connected power from other sources | Asia Pacific | 99.941 | 2010-09-02 | 50.975 | 2011-11-02 | 48.966 | [12 empty] | BV Cert | UK |  |  | Active
1818 | The Third Cascade Hydropower Station of Niduhe River | New Dam/'Run of the River' | China | UK (Standard Bank Plc) | Registered | Japan Consulting Institute | Department of Environmental Science and Engineering, Tsinghua University + Coway International TechTrans Co. | Small | 14 | - | 7 renewable | 52.928 | 2007-09-08 | 2009-03-02 | 2012-01-02 | Registered: 11/12/08 | NC | AMS.ID ver. 12 | NO | NO | Grid-connected power from other sources | Asia Pacific | 79.436 | 2011-01-13 | 43.885 | 2012-02-09 | 35.551 | [12 empty] | BV Cert | UK |  |  | Active
1961 | Sichuan Miaopu Hydropower Project | New Dam/'Run of the River' | China | UK (Standard Bank Plc) | Registered | Japan Consulting Institute | Coway International TechTrans Co | Large | 30 | 805 | 7 renewable | 136.444 | 2007-09-08 | 2009-05-02 | 2012-07-02 | Registered: 27/02/09 | NC | ACM0002 ver. 6 | NO | YES | Grid-connected power from other sources | Asia Pacific | [18 empty] | UK |  |  | Active
2074 | Shaanxi Hongchun and Shangba 11.4MW Hydropower Project Bundle + | New Dam | China | UK (Equity & Environmental Assets Ireland) | Registered | DNV | Beijing EEDT Technology&Trade Co. | Small | 11.4 | 39 | 7 renewable | 31.375 | 2007-09-08 | 2010-01-02 | 2012-01-02 | Registered: 16/03/09 | NC | AMS.ID ver. 12 | NO | NO | Grid-connected power from other sources | Asia Pacific | [18 empty] | UK |  |  | Active
2039 | Jiangxi Taojiang Hydropower Project | New Dam | China | UK (Standard Bank Plc) | Registered | Japan Consulting Institute | Ms. Zhan Ma | Large | 25 | 4.48 | 7 renewable | 65.365 | 2007-09-08 | 2009-08-02 | 2012-01-02 | Registered: 07/05/09 | NC | ACM0002 ver. 6 | NO | YES | Grid-connected power from other sources | Asia Pacific | 201.62 | 2010-03-10 | 25.558 | 2011-04-11 | 78.485 | 2011-07-20 | 38.013 | 2012-06-01 | 59.564 | [8 empty] | BV Cert | UK |  |  | Active
NYA | Lengshuijiang Langshitan Hydropower CDM Project | New Dam | China | Japan (Mitsui & Co.) | At validation | DNV | Central South University | Large | 36 | 158.39 | 7 renewable | 125.706 | 2007-09-07 | 2009-08-02 | 2012-01-02 | Open for comment: 07/09/07 - 06/10/07 |  | ACM0002 ver. 6 | NO | YES | Grid-connected power from other sources | Asia Pacific | [18 empty] | Japan |  |  | Active
2005 | Shaanxi Shiba 14MW Hydropower Project + | New Dam | China | UK (Equity & Environmental Assets Ireland) | Registered | DNV | Beijing EEDT Technology&Trade Co. | Small | 14 | 39 | 7 renewable | 39.536 | 2007-09-07 | 2010-01-02 | 2012-01-02 | Registered: 17/03/09 | NC | AMS.ID ver. 12 | NO | NO | Grid-connected power from other sources | Asia Pacific | 47.692 | 2011-04-06 | 24.064 | 2011-08-12 | 23.628 | [12 empty] | BV Cert | UK |  |  | Active
2060 | Shaanxi Shenyang 10MW Hydropower Project + | New Dam | China | UK (Equity & Environmental Assets Ireland) | Registered | DNV | Beijing EEDT Technology&Trade Co. | Small | 10 | 39 | 7 renewable | 30.073 | 2007-09-07 | 2010-01-02 | 2012-01-02 | Registered: 23/03/09 | NC | AMS.ID ver. 12 | NO | NO | Grid-connected power from other sources | Asia Pacific | [18 empty] | UK |  |  | Active
2179 | Shaanxi Baiguoshu 13MW Hydropower Project | New Dam | China | UK (Equity & Environmental Assets Ireland) | Registered | DNV | Beijing EEDT Technology&Trade Co. | Small | 13 | 39 | 7 renewable | 39.281 | 2007-09-07 | 2010-10-02 | 2012-10-02 | Registered: 01/04/09 | NC | AMS.ID ver. 12 | NO | NO | Grid-connected power from other sources | Asia Pacific | 51.925 | 2011-01-28 | 26.407 | 2011-08-22 | 25.518 | [12 empty] | BV Cert | UK |  |  | Active
1956 | Xinjiang Uygur Autonomous Region Tekesi River Shankou Hydropower Station | New Dam | China | Netherlands (ENEL) | Registered | TÜV-SÜD | Beijing Tianqing Power International CDM Consulting, Co. + Caspervandertak Consulting | Large | 141 | 15.6 | 7 renewable | 462.938 | 2007-09-05 | 2010-03-02 | 2012-09-02 | Registered: 29/03/09 | NC | ACM0002 ver. 6 | NO | YES | Grid-connected power from other sources | Asia Pacific | 343.578 | 2011-12-14 | 343.578 | [14 empty] | China Environmental United Certification Center Co., Ltd (CEC) | Netherlands |  |  | Active
2147 | Sichuan Tongjiang Gaokeng Hydropower Station Project + | New Dam/'Run of the River' | China | Switzerland (Cargill International) | Rejected | TÜV-SÜD | Caspervandertak Consulting + Gansu Tonghe Investment Project Consulting Co. | Small | 15 | 78.8 | 7 renewable | 45.485 | 2007-09-01 | 2009-12-02 | 2012-06-02 | Failed Demonstration of Scale: 25/03/09 | NC | AMS.ID ver. 12 | NO | NO | Grid-connected power from other sources | Asia Pacific | [18 empty] | Switzerland |  |  | Inactive
3461 | Rio Amoyá Run-of-River Hydro Project + | New Dam/'Run of the River' | Colombia | Netherlands (IBRD) | Registered | DNV | Dr. Alejandro Deeb + Mr. Alfred H. Grünwal | Large | 80 | - | 7 renewable | 167.025 | 2007-08-30 | 2014-01-02 | 2014-01-02 | Registered: 06/05/11 (30/09/11) | NC | ACM0002 ver. 6 | NO | YES | Grid-connected power from other sources | Latin America | [18 empty] | Netherlands |  |  | Active
1986 | Fuel Substitution by Hydro Generation in Pasto Bueno | Existing Dam | Peru | Switzerland (Emerging Power Developers) | Registered | SGS |  | Small | 15 | - | 7 renewable | 5.326 | 2007-08-29 | 2011-03-02 | 2013-09-02 | Registered: 25/11/08 | NC | AMS.ID ver. 12 | NO | NO | Diesel Power Generation | Latin America | [18 empty] | Switzerland |  |  | Active
2905 | Lushui Bajiaohe Small Hydropower Project + | New Dam/'Run of the River' | China | Sweden (CAMS) | Registered | DNV | College of Environmental Science and Engineering, Hunan University | Small | 15 | - | 7 renewable | 61.59 | 2007-08-29 | 2008-06-02 | 2012-05-02 | Registered: 12/11/09 | NC | AMS.ID ver. 12 | NO | NO | Grid-connected power from other sources | Asia Pacific | 39.177 | 2011-08-04 | 39.177 | [14 empty] | China Environmental United Certification Center Co., Ltd (CEC) | Sweden |  |  | Active
NYA | Hebei Hydroelectric Company Limited 15 MW Small Hydropower Project + | New Dam/'Run of the River' | China | Sweden (CAMS) | Validation negative | TÜV-SÜD | Hebei CDM Project Office | Small | 15 | 373 | 10 fixed | 53.727 | 2007-08-25 | 2011-07-02 | 2011-12-02 | Open for comment: 25/08/07 - 23/09/07 |  | AMS.ID ver. 12 | NO | NO | Grid-connected power from other sources | Asia Pacific | [18 empty] | Sweden |  |  | Inactive
NYA | Guangxi Rong River Guding Hydropower Project | New Dam/'Run of the River' | China | UK (Stark Investments) | Validation terminated | TÜV-Rheinland | Institute of Industrial Economy and Technological Economy | Large | 80 | 9.02 | 7 renewable | 197.672 | 2007-08-24 | 2011-10-02 | 2011-10-02 | Open for comment: 24/08/07 - 22/09/07 |  | ACM0002 ver. 6 | NO | YES | Grid-connected power from other sources | Asia Pacific | [18 empty] | UK |  |  | Inactive
NYA | Sichuan Heishui Sibangou Hydropower Station Project | New Dam/'Run of the River' | China | Switzerland (Cargill International) | At validation | TÜV-SÜD | Caspervandertak Consulting + China Institute of Water Resource and Hydropower Research | Large | 24 | 750 | 7 renewable | 86.512 | 2007-08-23 | 2012-07-02 | 2012-07-02 | Open for comment: 23/08/07 - 21/09/07 |  | ACM0002 ver. 6 | NO | YES | Grid-connected power from other sources | Asia Pacific | [18 empty] | Switzerland |  |  | Active
NYA | Sichuan Songpan Xiaoxing Hydropower Station Project | New Dam/'Run of the River' | China | Switzerland (Cargill International) | At validation | TÜV-SÜD | Caspervandertak Consulting + China Institute of Water Resource and Hydropower Research | Large | 24 | 283.81 | 7 renewable | 90.523 | 2007-08-23 | 2012-03-02 | 2012-03-02 | Open for comment: 23/08/07 - 21/09/07 |  | ACM0002 ver. 6 | NO | YES | Grid-connected power from other sources | Asia Pacific | [18 empty] | Switzerland |  |  | Active
1966 | Sichuan Miyaluo Hydroelectric Station + | New Dam/'Run of the River' | China | Sweden (Ecosecurities) | Registered | DNV | Ecosecurities | Small | 15 | - | 7 renewable | 64.357 | 2007-08-23 | 2009-08-02 | 2012-01-02 | Registered: 06/03/09 | NC | AMS.ID ver. 12 | NO | NO | Grid-connected power from other sources | Asia Pacific | [18 empty] | Sweden |  |  | Active
1605 | Shaba 24MW Hydropower Project in Yunnan Province | New Dam/'Run of the River' | China | Japan (Marubeni Corporation) | Registered | Japan Consulting Institute | Beijing Haohua Rivers International Water Engineering Consulting Co., Ltd | Large | 24 | - | 7 renewable | 99.945 | 2007-08-22 | 2009-06-02 | 2012-04-02 | Registered: 12/09/08 | NC | ACM0002 ver. 6 | NO | YES | Grid-connected power from other sources | Asia Pacific | 217.872 | 2009-09-30 | 38.33 | 2010-12-23 | 90.539 | 2011-03-03 | 89.003 | [10 empty] | TÜV-SÜD | Japan |  |  | Active
1817 | Fengguang 24.9MW Hydropower Project in Guangdong Province | New Dam/'Run of the River' | China | Japan (Marubeni Corporation) | Registered | Japan Consulting Institute | Beijing Haohua Rivers International Water Engineering Consulting Co., Ltd | Large | 24.9 | - | 7 renewable | 109.99 | 2007-08-22 | 2010-05-02 | 2012-01-02 | Registered: 01/05/09 | NC | ACM0002 ver. 6 | NO | YES | Grid-connected power from other sources | Asia Pacific | 148.577 | 2010-05-12 | 9.101 | 2011-03-29 | 60.203 | 2012-03-23 | 79.273 | [10 empty] | TÜV-SÜD | Japan |  |  | Active
NYA | Bazhong Pingchang Shuangtan Hydropower Project, Sichuan Province | New Dam | China | Japan (Tohoku Electric Power Co.) | Validation terminated | Bureau Veritas Certification Holding SAS | Sichuan Bahe Hydroelectric Development + Tohoku Electric Power Company | Large | 36 | 4.14 | 7 renewable | 112.725 | 2007-08-21 | 2011-08-02 | 2011-10-02 | Open for comment: 21/08/07 - 19/09/07 |  | ACM0002 ver. 6 | NO | YES | Grid-connected power from other sources | Asia Pacific | [18 empty] | Japan |  |  | Inactive
NYA | Sichuan Ya'an Dajinping Hydro Project | New Dam/'Run of the River' | China | Netherlands (EcoSecurities) | Validation terminated | SGS | Ecosecurities | Large | 129 | - | 7 renewable | 482.039 | 2007-08-11 | 2011-07-02 | 2012-01-02 | Open for comment: 11/08/07 - 09/09/07 |  | ACM0002 ver. 6 | NO | YES | Grid-connected power from other sources | Asia Pacific | [18 empty] | Netherlands |  |  | Inactive
NYA | Sichuan Leshan Ebian Yulinqiao Hydro Power Project | New Dam | China | Netherlands (MGM Carbon Portfolio) | Validation terminated | TÜV-SÜD | Leshan Science and Technology Bureau of Sichuan Province + Urban Planning & Design Institute of Tsinghua University | Large | 51 | 392.31 | 7 renewable | 241.052 | 2007-08-10 | 2012-06-02 | 2012-07-02 | Open for comment: 10/08/07 - 08/09/07 |  | ACM0002 ver. 6 | NO | YES | Grid-connected power from other sources | Asia Pacific | [18 empty] | Netherlands |  |  | Inactive
NYA | Sichuan Leshan Ebian Xingfu Bundled Hydro Power Project | New Dam | China | Netherlands (MGM Carbon Portfolio) | Validation terminated | TÜV-SÜD | Leshan Science and Technology Bureau of Sichuan Province + Urban Planning & Design Institute of Tsinghua University | Large | 22 | 45.19 | 7 renewable | 97.356 | 2007-08-10 | 2012-06-02 | 2012-07-02 | Open for comment: 10/08/07 - 08/09/07 |  | ACM0002 ver. 6 | NO | YES | Grid-connected power from other sources | Asia Pacific | [18 empty] | Netherlands |  |  | Inactive
1769 | Yunnan Weixi Jicha Hydropower Project + | New Dam/'Run of the River' | China | UK (MGM Carbon Portfolio) | Registered | TÜV-SÜD | Easy Carbon Consultancy Co. | Small | 12.6 | - | 7 renewable | 43.39 | 2007-08-10 | 2010-05-02 | 2011-11-02 | Registered: 31/07/08 | NC | AMS.ID ver. 11 | NO | NO | Grid-connected power from other sources | Asia Pacific | 33.672 | 2011-11-03 | 33.672 | [14 empty] | BV Cert | UK |  |  | Active
1775 | Yunnan Weixi Gedeng Hydropower Project + | New Dam/'Run of the River' | China | UK (MGM Carbon Portfolio) | Registered | TÜV-SÜD | Easy Carbon Consultancy Co. | Small | 12.6 | 581.53 | 7 renewable | 42.809 | 2007-08-10 | 2010-05-02 | 2011-11-02 | Registered: 28/08/08 | NC | AMS.ID ver. 11 | NO | NO | Grid-connected power from other sources | Asia Pacific | 52.254 | 2011-12-09 | 52.254 | [14 empty] | BV Cert | UK |  |  | Active
2085 | Sichuan Guohe 20MW Hydropower Project | New Dam/'Run of the River' | China | UK (EDF Trading Ltd) | Registered | DNV | Beijing Ruichi Electric Power Information Technology Co | Large | 20 | 3883 | 7 renewable | 104.376 | 2007-08-10 | 2009-05-02 | 2012-07-02 | Registered: 12/05/09 | NC | ACM0002 ver. 6 | NO | NO | Grid-connected power from other sources | Asia Pacific | [18 empty] | UK |  |  | Active
NYA | Sichuan Leshan Ebian Baxi Hydro Power Project | Existing Dam | China | Netherlands (MGM Carbon Portfolio) | Validation terminated | TÜV-SÜD | Leshan Science and Technology Bureau of Sichuan Province + Urban Planning & Design Institute of Tsinghua University | Large | 40 | 710.48 | 7 renewable | 189.457 | 2007-08-09 | 2012-06-02 | 2012-07-02 | Open for comment: 09/08/07 - 07/09/07 |  | ACM0002 ver. 6 | NO | YES | Grid-connected power from other sources | Asia Pacific | [18 empty] | Netherlands |  |  | Inactive
NYA | Sichuan Miyi Xiaosanxia Hydropower Project | New Dam | China | Netherlands (Rabobank International) | Validation terminated | TÜV-SÜD | Easy Carbon Consultancy Co. | Large | 30 | 468.1 | 7 renewable | 124.051 | 2007-08-08 | 2008-11-02 | 2012-12-02 | Open for comment: 08/08/07 - 06/09/07 |  | ACM0002 ver. 6 | NO | YES | Grid-connected power from other sources | Asia Pacific | [18 empty] | Netherlands |  |  | Inactive
2014 | China Jintan Hydropower Project | New Dam/'Run of the River' | China | Sweden (CAMS) | Registered | TÜV-SÜD | Hunan CDM Project Service Center | Large | 20 | - | 7 renewable | 52.428 | 2007-08-08 | 2009-03-02 | 2011-12-02 | Registered: 27/02/09 | NC | ACM0002 ver. 6 | NO | NO | Grid-connected power from other sources | Asia Pacific | 71.803 | 2009-12-30 | 24.078 | 2011-01-13 | 27.769 | 2012-01-03 | 19.956 | [10 empty] | TÜV-NORD | Sweden |  |  | Active
1808 | Danian 14MW Hydropower Project in Gansu Province + | New Dam/'Run of the River' | China | - | Registered | DNV | The center for Development and Promotion of Science and Technology of Gansu Province | Small | 14 | - | 7 renewable | 56.702 | 2007-08-01 | 2005-03-20 | 2008-08-01 | Registered: 10/10/08 | NC | AMS.ID ver. 8 | NO | NO | Grid-connected power from other sources | Asia Pacific | 29.751 | 2011-11-18 | 29.751 | [14 empty] | SGS | - |  |  | Active
1849 | Jinji 25.2 MW Hydropower Project in Guangxi Autonomous Region | New Dam/'Run of the River' | China | Japan (Mitsubishi) | Registered | Japan Consulting Institute | Clean Energy Finance Committee, Mitsubishi UFJ Securities Co. | Large | 25.2 | - | 7 renewable | 58.288 | 2007-08-01 | 2010-10-02 | 2011-12-02 | Registered: 28/02/09 | NC | ACM0002 ver. 6 | NO | YES | Grid-connected power from other sources | Asia Pacific | 95.52 | 2010-10-14 | 37.153 | 2011-05-26 | 58.367 | [12 empty] | TÜV-NORD | Japan |  |  | Active
1819 | Ceran´s Castro Alves Hydro Power Plant CDM Project Activity | New Dam/'Run of the River' | Brazil | - | Withdrawn | SGS | CERAN + C-Trade Comercializadora de Energia Ltda. | Large | 130 | 26 | 7 renewable | 314.636 | 2007-07-31 | 2004-04-01 | 2007-12-01 | Withdrawn: 15/12/08 | NC | ACM0002 ver. 6 | NO | Yes | Grid-connected power from other sources | Latin America | [18 empty] | - |  |  | Inactive
NYA | Cascade Credit small-scale hydro bundled project in Armenia + | New Dam/'Run of the River' | Armenia | UK (EBRD) | At validation | SGS | ICF International | Small | 14.84 | - | 10 fixed | 25.794 | 2007-07-27 | 2010-04-02 | 2012-01-02 | Open for comment: 27/07/07 - 25/08/07 |  | AMS.ID ver. 11 | NO | NO | Grid-connected power from other sources | Europe | [18 empty] | UK |  |  | Active
2011 | China Shaibeitan Hydropower Project | New Dam | China | Sweden (CAMS) | Registered | TÜV-SÜD | Hunan CDM Project Service Center | Large | 35 | 11.2 | 7 renewable | 103.676 | 2007-07-26 | 2009-04-02 | 2012-07-02 | Registered: 02/03/09 | NC | ACM0002 ver. 6 | NO | YES | Grid-connected power from other sources | Asia Pacific | 77.857 | 2011-01-21 | 35.608 | 2011-12-20 | 42.249 | [12 empty] | TÜV-NORD | Sweden |  |  | Active
2162 | Yidaoqiao Hydropower Project in Tiechang River, Jiulong County, Sichuan Province | New Dam/'Run of the River' | China | - | Registered | DNV | Global Climate Change Institute Tsinghua University + Fan Yuelin Sichuan Qinyuan engeneering consultation + Redox International Consulting | Large | 80 | - | 7 renewable | 296.384 | 2007-07-25 | 2010-01-02 | 2013-03-02 | Registered: 31/01/09 | NC | ACM0002 ver. 6 | NO | YES | Grid-connected power from other sources | Asia Pacific | 658.94 | 2011-09-12 | 57.976 | 2011-09-23 | 171.949 | 2011-11-03 | 314.786 | 2012-03-16 | 114.229 | [8 empty] | BV Cert | - |  |  | Active
2306 | New Energy and Hongik Energy & Research small-scale hydroelectric power plants project + | Existing Dam | Republic of Korea | - | Registered | Korean Foundation for Quality | Ecoeye Co | Small | 2.35 | - | 10 fixed | 5.808 | 2007-07-24 | 2011-07-02 | 2012-07-02 | Registered: 16/08/09 | NC | AMS.ID ver. 12 | NO | NO | Grid-connected power from other sources | Asia Pacific | [18 empty] | - |  |  | Active
2118 | Hunan Taoyuan Huirenxi Hydropower Project + | New Dam/'Run of the River' | China | Germany (KfW) | Registered | DNV | Changsha University of Science & Technology | Large | 20 | 6.64 | 7 renewable | 52.367 | 2007-07-21 | 2011-03-02 | 2013-01-02 | Registered: 05/11/09 | NC | ACM0002 ver. 7 | NO | NO | Grid-connected power from other sources | Asia Pacific | 78.53 | 2012-02-07 | 78.53 | [14 empty] | RINA | Germany |  |  | Active
3689 | Sichuan Tiexi Hydro Project | New Dam/'Run of the River' | China | Sweden (CAMS) | Registered | TÜV-NORD | College of Environmental Science and Engineering, Hunan University | Large | 30 | - | 7 renewable | 127.38 | 2007-07-20 | 2012-05-02 | 2012-05-02 | Registered: 19/10/10 | NC | ACM0002 ver. 6 | NO | YES | Grid-connected power from other sources | Asia Pacific | [18 empty] | Sweden |  |  | Active
1969 | Sichuan Shimian Xieluo Wanba River Hydropower Station | New Dam/'Run of the River' | China | Italy (Edison) | Rejected | TÜV-SÜD | Beijing Tianqing Power International CDM Consulting, Co. + Caspervandertak Consulting | Large | 69 | - | 7 renewable | 241.057 | 2007-07-20 | 2009-02-02 | 2012-01-02 | Failed Additionality Test: 25/03/09 | NC | ACM0002 ver. 6 | NO | YES | Grid-connected power from other sources | Asia Pacific | [18 empty] | Italy |  |  | Inactive
1857 | Hunan Yuanshui Qingshuitang Hydropower Station | New Dam | China | Netherlands (ENEL) | Registered | TÜV-SÜD | Beijing Tianqing Power International CDM Consulting, Co. + Caspervandertak Consulting | Large | 128 | 14.11 | 7 renewable | 397.19 | 2007-07-20 | 2010-08-02 | 2013-01-02 | Registered: 04/11/08 | NC | ACM0002 ver. 6 | NO | YES | Grid-connected power from other sources | Asia Pacific | 624.066 | 2010-11-19 | 122.999 | 2011-01-12 | 272.719 | 2011-09-19 | 228.348 | [10 empty] | SGS | Netherlands |  |  | Active
1872 | Hunan Chenxi Dafutan Hydropower Station | New Dam | China | Netherlands (ENEL) | Registered | TÜV-SÜD | Beijing Tianqing Power International CDM Consulting, Co. + Caspervandertak Consulting | Large | 200 | 8.16 | 7 renewable | 567.089 | 2007-07-20 | 2009-03-02 | 2012-01-02 | Registered: 10/03/09 | NC | ACM0002 ver. 6 | NO | YES | Grid-connected power from other sources | Asia Pacific | 1014.266 | 2011-02-24 | 188.405 | 2011-04-06 | 543.27 | 2011-09-05 | 282.591 | [10 empty] | SGS | Netherlands |  |  | Active
1785 | Guizhou Zhenyuan Putian Hydropower Station + | New Dam | China | Italy (Edison) | Registered | TÜV-SÜD | Beijing Tianqing Power International CDM Consulting, Co. + Caspervandertak Consulting | Small | 6.4 | - | 7 renewable | 26.119 | 2007-07-20 | 2009-06-02 | 2012-01-02 | Registered: 24/08/08 | NC | AMS.ID ver. 11 | NO | NO | Grid-connected power from other sources | Asia Pacific | 54.957 | 2010-04-23 | 28.48 | 2011-05-05 | 26.477 | [12 empty] | TÜV-SÜD | Italy |  |  | Active
1814 | Yuexi Dayan Small Hydropower Project + | New Dam/'Run of the River' | China | Sweden (CAMS) | Registered | TÜV-NORD | College of Environmental Science and Engineering, Hunan University | Small | 14.2 | - | 7 renewable | 43.103 | 2007-07-20 | 2012-05-02 | 2012-05-02 | Registered: 01/10/08 | NC | AMS.ID ver. 11 | NO | NO | Grid-connected power from other sources | Asia Pacific | 90.469 | 2009-12-10 | 13.033 | 2010-09-13 | 37.011 | 2011-09-02 | 40.425 | [10 empty] | TÜV-NORD | Sweden |  |  | Active
1799 | Changtan Hydro Power Project in Guizhou Province + | New Dam | China | UK (Ecosecurities) | Registered | DNV | Ecosecurities | Small | 5 | - | 7 renewable | 16.505 | 2007-07-19 | 2010-08-02 | 2011-10-02 | Registered: 01/09/08 | NC | AMS.ID ver. 11 | NO | NO | Grid-connected power from other sources | Asia Pacific | [18 empty] | UK |  |  | Active
2120 | Qi'nan Hydro Power Project | New Dam | China | Sweden (CAMS) | Registered | DNV | International Center on Small Hydro Power(IC-SHP) | Large | 18 | - | 7 renewable | 44.088 | 2007-07-19 | 2010-04-02 | 2012-05-02 | Registered: 30/01/09 | NC | ACM0002 ver. 6 | NO | NO | Grid-connected power from other sources | Asia Pacific | 41.004 | 2011-01-20 | 41.004 | [14 empty] | BV Cert | Sweden |  |  | Active
NYA | Liuyang Shuangjiangkou, Renziqiao and Hedong 6.4MW Bundled Hydropower Project | New Dam/'Run of the River' | China | Sweden (CAMS) | At validation | TÜV-NORD | Beijing Accord International Environment Technology | Small | 6.4 | 16.7 + 749.6 | 7 renewable | 26.183 | 2007-07-18 | 2011-10-02 | 2011-10-02 | Open for comment: 18/07/07 - 16/08/07 |  | AMS.ID ver. 11 | NO | NO | Grid-connected power from other sources | Asia Pacific | [18 empty] | Sweden |  |  | Active
NYA | 3 x 4.00 MW grid-connected Hullahalla Mini Hydel Scheme of M/S Limbavali Power Pvt Ltd in Karnataka + | New Dam/'Run of the River' | India | - | At validation | TÜV-NORD | Energy Economy & Environmental Consultants | Small | 12 | - | 7 renewable | 34.909 | 2007-07-17 | 2011-09-02 | 2011-10-02 | Open for comment: 17/07/07 - 15/08/07 |  | AMS.ID ver. 11 | NO | NO | Grid-connected power from other sources | Asia Pacific | [18 empty] | - |  |  | Active
NYA | Sondu Miriu Hydro Power Project | New Dam/'Run of the River' | Kenya | Denmark (IBRD) | Validation negative | DNV | KenGen + The World Bank Carbon Finance Business Unit | Large | 60 | - | 7 renewable | 211.068 | 2007-07-14 | 2011-11-02 | 2012-01-02 | Open for comment: 14/07/07 - 12/08/07 |  | ACM0002 ver. 6 | NO | YES | Grid-connected power from other sources | Africa & Middle East | [18 empty] | Denmark |  |  | Inactive
NYA | Likou Hydro Power Project in Guangdong Province | New Dam/'Run of the River' | China | Sweden (CAMS) | At validation | TÜV-SÜD | Beijing Haohua Rivers International Water Engineering Consulting Co., Ltd | Large | 68 | - | 7 renewable | 210.311 | 2007-07-12 | 2010-12-02 | 2014-01-02 | Open for comment: 12/07/07 - 10/08/07 |  | ACM0002 ver. 6 | NO | YES | Grid-connected power from other sources | Asia Pacific | [18 empty] | Sweden |  |  | Active
1764 | China Xieshui Small Rundle Hydropower Project + | New Dam/'Run of the River' | China | Sweden (CAMS) | Registered | SGS | Hunan CDM Project Service Center | Small | 8.29 | - | 7 renewable | 26.34 | 2007-07-12 | 2012-01-02 | 2012-01-02 | Registered: 06/02/09 | NC | AMS.ID ver. 11 | NO | NO | Grid-connected power from other sources | Asia Pacific | [18 empty] | Sweden |  |  | Active
1777 | Yunnan Lushui Jinman River Hydropower Station | New Dam/'Run of the River' | China | Germany (RWE Power AG) | Registered | TÜV-SÜD | Beijing Haohua Rivers International Water Engineering Consulting Co., Ltd | Small | 12.6 | - | 7 renewable | 38.445 | 2007-07-12 | 2010-05-02 | 2012-01-02 | Registered: 30/10/08 | NC | AMS.ID ver. 11 | NO | NO | Grid-connected power from other sources | Asia Pacific | 74.423 | 2010-09-07 | 33.03 | 2011-09-30 | 41.393 | [12 empty] | BV Cert | Germany |  |  | Active
1810 | Shanshuping 12 MW Small Hydropower Project in Sichuan Province | New Dam/'Run of the River' | China | Sweden (CAMS) | Registered | TÜV-SÜD | Beijing Haohua Rivers International Water Engineering Consulting Co., Ltd | Small | 12 | - | 7 renewable | 45.583 | 2007-07-12 | 2010-10-02 | 2012-01-02 | Registered: 13/01/09 | NC | AMS.ID ver. 11 | NO | NO | Grid-connected power from other sources | Asia Pacific | 93.355 | 2011-07-20 | 45.567 | 2012-02-03 | 47.788 | [12 empty] | BV Cert | Sweden |  |  | Active
2008 | Shunchang Yangkou Hydro Power Project, Fujian, China | New Dam | China | Germany (KfW) | Registered | TÜV-SÜD | HSE Environmental Engineering Consulting | Large | 48 | 59.8 | 7 renewable | 158.658 | 2007-07-12 | 2011-07-02 | 2012-01-02 | Registered: 28/04/09 | NC | ACM0002 ver. 6 | NO | YES | Grid-connected power from other sources | Asia Pacific | 247.832 | 2010-12-02 | 117.843 | 2011-10-12 | 129.989 | [12 empty] | SGS | Germany |  |  | Active
2091 | Dongshan Hydro Power Project in Guangdong Province | New Dam/'Run of the River' | China | Sweden (CAMS) | Registered | TÜV-SÜD | Beijing Haohua Rivers International Water Engineering Consulting Co., Ltd | Large | 75 | - | 7 renewable | 231.64 | 2007-07-12 | 2010-12-02 | 2013-01-02 | Registered: 02/03/09 | NC | ACM0002 ver. 6 | NO | YES | Grid-connected power from other sources | Asia Pacific | 265.258 | 2011-04-04 | 100.918 | 2011-09-05 | 164.34 | [12 empty] | ERM | Sweden |  |  | Active
2133 | Nansha Hydro Power Project inYunnan Province | New Dam/'Run of the River' | China | Sweden (CAMS) | Registered | TÜV-SÜD | Beijing Haohua Rivers International Water Engineering Consulting Co., Ltd | Large | 150 | 16.8 | 7 renewable | 547.718 | 2007-07-12 | 2010-07-02 | 2013-01-02 | Registered: 12/01/09 | NC | ACM0002 ver. 6 | NO | YES | Grid-connected power from other sources | Asia Pacific | 666.674 | 2009-11-04 | 49.869 | 2009-12-23 | 187.95 | 2010-09-24 | 83.435 | 2011-01-06 | 35.208 | 2011-04-04 | 188.996 | 2011-10-10 | 121.216 |  |  |  |  | BV Cert | Sweden |  |  | Active
NYA | Suleiba 14.8MW Small Hydropower Project in Guangdong Province | New Dam/'Run of the River' | China | Sweden (CAMS) | At validation | TÜV-SÜD | Beijing Haohua Rivers International Water Engineering Consulting Co., Ltd | Small | 14.8 | - | 7 renewable | 48.221 | 2007-07-11 | 2010-12-02 | 2013-05-02 | Open for comment: 11/07/07 - 09/08/07 |  | AMS.ID ver. 11 | NO | NO | Grid-connected power from other sources | Asia Pacific | [18 empty] | Sweden |  |  | Active
1886 | Gansu Zhouqu County Hujia’ai Hydropower Station Project | New Dam/'Run of the River' | China | Japan (Mitsui & Co.) | Registered | TÜV-SÜD | Caspervandertak Consulting + Gansu Tonghe Investment Project Consulting Co. | Large | 28 | 117.45 | 7 renewable | 119.445 | 2007-07-11 | 2008-07-02 | 2011-09-02 | Registered: 07/04/09 | NC | ACM0002 ver. 6 | NO | YES | Grid-connected power from other sources | Asia Pacific | 112.812 | 2011-01-12 | 39.494 | 2011-04-13 | 73.318 | [12 empty] | TÜV-NORD | Japan |  |  | Active
1996 | Sichuan Balangkou 96MW Hydropower Project | New Dam/'Run of the River' | China | Japan (Mitsubishi) | Registered | DNV | Beijing Ruichi Electric Power Information Technology Co. | Large | 96 | 3200 | 7 renewable | 340.087 | 2007-07-11 | 2012-06-02 | 2012-06-02 | Registered: 04/03/09 | NC | ACM0002 ver. 6 | NO | YES | Grid-connected power from other sources | Asia Pacific | 540.121 | 2011-01-12 | 167.13 | 2011-12-20 | 372.991 | [12 empty] | SGS | Japan |  |  | Active
NYA | Jilin Xiaohongshi Hydropower Project | New Dam | China | Netherlands (MGM Carbon Portfolio) | At validation | DNV | Easy Carbon Consultancy Co. | Large | 45 | 116 | 7 renewable | 98.245 | 2007-07-10 | 2009-04-02 | 2013-01-02 | Open for comment: 10/07/07 - 08/08/07 |  | ACM0002 ver. 6 | NO | YES | Grid-connected power from other sources | Asia Pacific | [18 empty] | Netherlands |  |  | Active
1768 | Gansu Luqu Dazhuang Hydropower Station Project + | New Dam/'Run of the River' | China | Switzerland (Cargill International) | Registered | TÜV-SÜD | Caspervandertak Consulting + Gansu Tonghe Investment Project Consulting Co. | Small | 11 | 92.4 | 7 renewable | 38.968 | 2007-07-10 | 2010-08-02 | 2012-07-02 | Registered: 03/12/08 | NC | AMS.ID ver. 11 | NO | NO | Grid-connected power from other sources | Asia Pacific | 60.651 | 2012-03-22 | 60.651 | [14 empty] | BV Cert | Switzerland |  |  | Active
1776 | Guangxi Zhuang Autonomous Region Nandan Naba 1st Level Hydropower Station | New Dam/'Run of the River' | China | Germany (RWE Power AG) | Registered | TÜV-SÜD | Beijing Tianqing Power International CDM Consulting, Co. + Enecore Carbon Limited | Small | 15 | - | 7 renewable | 37.415 | 2007-07-10 | 2010-11-02 | 2012-07-02 | Registered: 13/01/09 | NC | AMS.ID ver. 11 | NO | NO | Grid-connected power from other sources | Asia Pacific | [18 empty] | Germany |  |  | Active
1779 | Yunnan Jinping Dapo Hydropower Station | New Dam/'Run of the River' | China | Germany (RWE Power AG) | Registered | TÜV-SÜD | Beijing Tianqing Power International CDM Consulting, Co. + Enecore Carbon Limited | Small | 8.2 | - | 7 renewable | 29.492 | 2007-07-10 | 2009-06-02 | 2012-01-02 | Registered: 13/01/09 | NC | AMS.ID ver. 11 | NO | NO | Grid-connected power from other sources | Asia Pacific | 86.456 | 2011-01-13 | 41.76 | 2012-01-06 | 44.696 | [12 empty] | BV Cert | Germany |  |  | Active
1780 | Jiangxi Fuliang Zhangshukeng Hydropower Station | New Dam | China | Germany (RWE Power AG) | Registered | TÜV-SÜD | Beijing Tianqing Power International CDM Consulting, Co. + Enecore Carbon Limited | Small | 10 | - | 7 renewable | 27.228 | 2007-07-10 | 2009-12-02 | 2011-09-02 | Registered: 05/09/08 | NC | AMS.ID ver. 11 | NO | NO | Grid-connected power from other sources | Asia Pacific | 19.96 | 2010-11-19 | 19.96 | [14 empty] | China Quality Certification Centre (CQC) | Germany |  |  | Active
2087 | 25.5MW Xinnali Hydropower Project in Nandan County | New Dam | China | Netherlands (MGM Carbon Portfolio) | Registered | DNV | Shanghai Xintan Investment Management Co. | Large | 25.5 | 25.56 | 7 renewable | 65.101 | 2007-07-10 | 2012-01-02 | 2012-01-02 | Registered: 20/02/09 | NC | ACM0002 ver. 6 | NO | YES | Grid-connected power from other sources | Asia Pacific | 109.821 | 2010-11-12 | 52.936 | 2011-12-09 | 56.885 | [12 empty] | BV Cert | Netherlands |  |  | Active
2131 | 25MW Liangwan Hydropower Development Project | New Dam/'Run of the River' | China | Netherlands (MGM Carbon Portfolio) | Registered | DNV | Shanghai Xintan Investment Management Co. Ltd. + MGM International | Large | 25 | 31.25 | 7 renewable | 65.981 | 2007-07-10 | 2011-07-02 | 2011-07-02 | Registered: 01/04/09 | NC | ACM0002 ver. 6 | NO | YES | Grid-connected power from other sources | Asia Pacific | 153.79 | 2010-12-03 | 52.205 | 2012-03-30 | 101.585 | [12 empty] | BV Cert | Netherlands |  |  | Active
2693 | Gansu Luqu Duosongduo Hydropower Station Project+ | New Dam | China | Switzerland (Cargill International) | Registered | TÜV-SÜD | Caspervandertak, Gansu Tonghe Investment Project Consulting | Large | 21 | 53.2 | 7 renewable | 75.549 | 2007-07-10 | 2010-07-02 | 2014-03-02 | Registered: 29/10/09 | NC | ACM0002 ver. 7 | NO | YES | Grid-connected power from other sources | Asia Pacific | [18 empty] | Switzerland |  |  | Active
2080 | Binglang River Tucang Hydropower station in Yunnan province | New Dam/'Run of the River' | China | Netherlands (ENEL) | Registered | DNV | Beijing Tianqing Power International CDM Consulting, Co. | Large | 35 | - | 7 renewable | 118.33 | 2007-07-05 | 2012-05-02 | 2012-06-02 | Registered: 26/05/09 | NC | ACM0002 ver. 6 | NO | YES | Grid-connected power from other sources | Asia Pacific | [18 empty] | Netherlands |  |  | Active
1809 | Huangyutang Hydro Power Project in Guizhou Province + | New Dam | China | UK (Ecosecurities) | Registered | DNV | EcoSecurities | Small | 12.6 | - | 7 renewable | 43.299 | 2007-07-05 | 2010-11-02 | 2011-10-02 | Registered: 29/08/08 | NC | AMS.ID ver. 11 | NO | NO | Grid-connected power from other sources | Asia Pacific | 89.975 | 2010-03-26 | 42.975 | 2011-12-16 | 47 | [12 empty] | DNV | UK |  |  | Active
NYA | China Hunan Liyujiang Small Hydropower Project + | New Dam/'Run of the River' | China | UK (Arreon Carbon Ltd) | At validation | DNV | Hunan CDM Project Service Center | Small | 13.5 | 10.23 | 7 renewable | 45.199 | 2007-07-04 | 2011-10-02 | 2011-10-02 | Open for comment: 04/07/07 - 02/08/07 |  | AMS.ID ver. 11 | NO | NO | Grid-connected power from other sources | Asia Pacific | [18 empty] | UK |  |  | Active
NYA | Madkini Hydro Power (13.5 MW) in Uttarakhand + | New Dam/'Run of the River' | India | - | Validation terminated | TÜV-SÜD | Gensol Consultants Pvt. | Small | 13.5 | - | 7 renewable | 68.46 | 2007-07-02 | 2010-02-02 | 2012-06-02 | Open for comment: 02/07/07 - 31/07/07 |  | AMS.ID ver. 11 | NO | NO | Grid-connected power from other sources | Asia Pacific | [18 empty] | - |  |  | Inactive
2006 | Yunnan Nujiang Fugong Guquan River Hydropower Station | New Dam/'Run of the River' | China | Germany (RWE Power AG) | Rejected | TÜV-SÜD | Beijing Tianqing Power International CDM Consulting, Co. + Enecore Carbon Limited | Large | 22 | - | 7 renewable | 77.495 | 2007-07-02 | 2009-07-02 | 2011-09-02 | Failed Additionality Test: 25/03/09 | NC | ACM0002 ver. 6 | NO | YES | Grid-connected power from other sources | Asia Pacific | [18 empty] | Germany |  |  | Inactive
2004 | Guangxi Zhuang Autonomous Region Wuzhou Wangcun Hydropower Station | New Dam/'Run of the River' | China | Germany (RWE Power AG) | Registered | TÜV-SÜD | Beijing Tianqing Power International CDM Consulting, Co. + Enecore Carbon Limited | Large | 60 | - | 7 renewable | 157.704 | 2007-07-02 | 2010-12-02 | 2013-01-02 | Registered: 13/07/09 | NC | ACM0002 ver. 6 | NO | YES | Grid-connected power from other sources | Asia Pacific | [18 empty] | Germany |  |  | Active
2015 | Yunnan Dayao County Yupao River 3rd Level Hydropower Station | New Dam/'Run of the River' | China | Germany (RWE Power AG) | Registered | TÜV-SÜD | Beijing Tianqing Power International CDM Consulting, Co. + Enecore Carbon Limited | Large | 20 | - | 7 renewable | 58.283 | 2007-07-02 | 2009-07-02 | 2011-10-02 | Registered: 14/04/09 | NC | ACM0002 ver. 6 | NO | NO | Grid-connected power from other sources | Asia Pacific | 55.432 | 2011-07-20 | 25.196 | 2012-02-24 | 30.236 | [12 empty] | TÜV-NORD | Germany |  |  | Active
2016 | Yunnan Yingjiang Xiangbai River Zhina Hydropower Station | New Dam/'Run of the River' | China | Germany (RWE Power AG) | Registered | TÜV-SÜD | Beijing Tianqing Power International CDM Consulting, Co. + Enecore Carbon Limited | Large | 21 | - | 7 renewable | 74.665 | 2007-07-02 | 2009-12-02 | 2012-01-02 | Registered: 31/01/09 | NC | ACM0002 ver. 6 | NO | YES | Grid-connected power from other sources | Asia Pacific | 95.948 | 2011-01-07 | 25.985 | 2011-08-05 | 69.963 | [12 empty] | Germanischer Lloyd Certification | Germany |  |  | Active
2017 | Hubei Lichuan Longqiao Hydropower Station | New Dam | China | Germany (RWE Power AG) | Registered | TÜV-SÜD | Beijing Tianqing Power International CDM Consulting, Co. + Enecore Carbon Limited | Large | 60 | 45 | 7 renewable | 158.687 | 2007-07-02 | 2009-11-02 | 2011-08-02 | Registered: 23/01/09 | NC | ACM0002 ver. 6 | NO | YES | Grid-connected power from other sources | Asia Pacific | 478.697 | 2010-09-02 | 132.706 | 2011-01-21 | 129.2 | 2011-10-10 | 91.615 | 2012-04-27 | 125.176 | [8 empty] | TÜV-NORD | Germany |  |  | Active
2064 | Yunnan Jinping Miao-Yao-Dai Autonomous County Kesikou Hydropower Station | New Dam/'Run of the River' | China | Germany (RWE Power AG) | Registered | TÜV-SÜD | Beijing Tianqing Power International CDM Consulting, Co. + Enecore Carbon Limited | Large | 17 | - | 7 renewable | 59.435 | 2007-07-02 | 2011-07-02 | 2013-01-02 | Registered: 07/07/09 | NC | ACM0002 ver. 6 | NO | NO | Grid-connected power from other sources | Asia Pacific | 35.312 | 2011-11-23 | 35.312 | [14 empty] | BV Cert | Germany |  |  | Active
2065 | Guizhou Xingyi Laojiangdi Hydropower Station | New Dam | China | Germany (RWE Power AG) | Registered | TÜV-SÜD | Beijing Tianqing Power International CDM Consulting, Co. + Enecore Carbon Limited | Large | 100 | 51 | 7 renewable | 307.682 | 2007-07-02 | 2009-03-02 | 2012-06-02 | Registered: 20/04/09 | NC | ACM0002 ver. 6 | NO | YES | Grid-connected power from other sources | Asia Pacific | 492.879 | 2010-11-12 | 147.311 | 2011-04-14 | 149.904 | 2011-10-17 | 195.664 | [10 empty] | TÜV-NORD | Germany |  |  | Active
1850 | Jiangxi Liujinba 20MW Hydro Power Project | New Dam | China | Japan (Daiwa Securities SMBC Principal Investments) | Registered | Japan Consulting Institute | KOE Environmental Consulting | Large | 20 | 4.7 | 7 renewable | 53.189 | 2007-06-30 | 2012-01-02 | 2012-01-02 | Registered: 04/02/09 | NC | ACM0002 ver. 6 | NO | NO | Grid-connected power from other sources | Asia Pacific | 112.039 | 2011-01-12 | 38.492 | 2011-05-11 | 73.547 | [12 empty] | JACO | Japan |  |  | Active
NYA | Sichuan Pingchang Fengtan Hydropower Expansion Project | Existing Dam | China | Japan (Tokyo Electric Power Company) | At validation | Bureau Veritas Certification Holding SAS | Beijing Changjiang River International Holding | Large | 19.8 | - | 7 renewable | 70.182 | 2007-06-29 | 2011-04-02 | 2011-09-02 | Open for comment: 29/06/07 - 28/07/07 |  | ACM0002 ver. 6 | NO | NO | Grid-connected power from other sources | Asia Pacific | [18 empty] | Japan |  |  | Active
2150 | Yunnan Langwaihe Hydroelectric Power Station | New Dam | China | Netherlands (ENEL) | Registered | DNV | Beijing Tianqing Power International CDM Consulting, Co. | Large | 45 | 167 | 7 renewable | 160.996 | 2007-06-29 | 2009-01-02 | 2012-03-02 | Registered: 07/02/09 | NC | ACM0002 ver. 6 | NO | YES | Grid-connected power from other sources | Asia Pacific | [18 empty] | Netherlands |  |  | Active
NYA | Yunnan Daguan Shashapo 20MW Hydroelectric Project | New Dam/'Run of the River' | China | UK (EDF Trading Ltd) | Validation terminated | TÜV-Rheinland | Yunnan CDM Technical Service Center | Large | 20 | - | 7 renewable | 55.994 | 2007-06-28 | 2012-01-02 | 2012-01-02 | Open for comment: 28/06/07 - 27/07/07 |  | ACM0002 ver. 6 | NO | NO | Grid-connected power from other sources | Asia Pacific | [18 empty] | UK |  |  | Inactive
1412 | Rehabilitation of six HPPs in the Republic of Macedonia | Existing Dam | The former Yugoslav Republic of Macedonia | Japan (Mitsubishi) | Rejected | Korea Energy Management Corporation (KEMCO) |  | Large | 400 | - | 7 renewable | 200.334 | 2007-06-28 | 2005-01-02 | 2012-03-02 | Failed Additionality Test: 17/06/08 | NC | ACM0002 ver. 6 | NO | YES | Grid-connected power from other sources | Europe | [18 empty] | Japan |  |  | Inactive
2106 | Yunnan Lianghe Hulukou Hydropower Station | New Dam | China | Netherlands (ENEL) | Registered | DNV | Beijing Tianqing Power International CDM Consulting, Co. | Large | 20 | 40 | 7 renewable | 74.589 | 2007-06-28 | 2012-07-02 | 2012-08-02 | Registered: 14/08/09 | NC | ACM0002 ver. 6 | NO | NO | Grid-connected power from other sources | Asia Pacific | 93.989 | 2012-03-01 | 93.989 | [14 empty] | China Quality Certification Centre (CQC) | Netherlands |  |  | Active
2122 | Hubei Xuan’en Tongziying Hydropower Station | New Dam | China | Netherlands (ENEL) | Registered | DNV | Beijing Tianqing Power International CDM Consulting, Co. | Large | 24 | 7.19 | 7 renewable | 48.983 | 2007-06-28 | 2010-01-02 | 2012-03-02 | Registered: 22/04/09 | NC | ACM0002 ver. 6 | NO | YES | Grid-connected power from other sources | Asia Pacific | [18 empty] | Netherlands |  |  | Active
2482 | Sarbari-I small hydro project of DSL Hydrowatt Limited (DSLHL), Himachal Pradesh + | New Dam/'Run of the River' | India | - | Registered | Bureau Veritas Certification Holding SAS | DSL Hydrowatt | Small | 4.5 | - | 10 fixed | 23.425 | 2007-06-28 | 2010-05-02 | 2013-02-02 | Registered: 27/07/09 | NC | AMS.ID ver. 13 | NO | NO | Grid-connected power from other sources | Asia Pacific | 27.221 | 2011-12-15 | 27.221 | [14 empty] | BV Cert | - |  |  | Active
NYA | Fugong County Small-scale Hydropower Bundled Project + | New Dam/'Run of the River' | China | Sweden (CAMS) | Validation terminated | TÜV-NORD | Accord Global Environment Technology (Beijing) Co., Ltd. | Small | 8.2 | - | 7 renewable | 28.715 | 2007-06-27 | 2012-01-02 | 2012-01-02 | Open for comment: 27/06/07 - 26/07/07 |  | AMS.ID ver. 11 | NO | NO | Grid-connected power from other sources | Asia Pacific | [18 empty] | Sweden |  |  | Inactive
1596 | Guangxi Bajiangkou Hydropower Project | New Dam | China | Japan (Marubeni Corporation) | Registered | Japan Consulting Institute | Department of Environmental Science and Engineering, Tsinghua University + Coway International TechTrans Co. | Large | 90 | 5.56 | 7 renewable | 247.049 | 2007-06-22 | 2012-01-02 | 2012-01-02 | Registered: 24/10/08 | NC | ACM0002 ver. 6 | NO | YES | Grid-connected power from other sources | Asia Pacific | 577.882 | 2011-01-12 | 138.631 | 2011-03-09 | 178.294 | 2011-12-27 | 260.957 | [10 empty] | JACO | Japan |  |  | Active
1601 | Fujian Jiangle Gaotang Hydropower Project | New Dam | China | Japan (Marubeni Corporation) | Registered | Japan Consulting Institute | Department of Environmental Science and Engineering, Tsinghua University + Coway International TechTrans Co. | Large | 42 | 7.39 | 7 renewable | 116.766 | 2007-06-22 | 2012-01-02 | 2012-01-02 | Registered: 16/01/09 | NC | ACM0002 ver. 6 | NO | YES | Grid-connected power from other sources | Asia Pacific | 62.309 | 2011-06-15 | 62.309 | [14 empty] | JACO | Japan |  |  | Active
1604 | Guangxi Xiafu Hydropower Project | New Dam | China | Japan (Marubeni Corporation) | Registered | Japan Consulting Institute | Department of Environmental Science and Engineering, Tsinghua University + Coway International TechTrans Co. | Large | 49.5 | 7.38 | 7 renewable | 126.581 | 2007-06-22 | 2012-01-02 | 2012-01-02 | Registered: 24/10/08 | NC | ACM0002 ver. 6 | NO | YES | Grid-connected power from other sources | Asia Pacific | 274.526 | 2011-01-06 | 63.003 | 2011-01-12 | 88.067 | 2012-03-05 | 123.456 | [10 empty] | JACO | Japan |  |  | Active
1478 | Fujian Beijin Hydropower Project | New Dam | China | Japan (Marubeni Corporation) | Registered | Japan Consulting Institute | Department of Environmental Science and Engineering, Tsinghua University + Coway International TechTrans Co. | Large | 50 | 6.82 | 7 renewable | 144.467 | 2007-06-22 | 2012-01-02 | 2012-05-06 | Registered: 24/03/09 | NC | ACM0002 ver. 6 | NO | YES | Grid-connected power from other sources | Asia Pacific | 502.01 | 2009-12-15 | 85.593 | 2010-10-08 | 131.952 | 2011-06-06 | 145.581 | 2012-05-22 | 138.884 | [8 empty] | JACO | Japan |  |  | Active
NYA | Huangshuihe Xinzhuang Hydropower Station Project + | New Dam/'Run of the River' | China | - | At validation | TÜV-SÜD | Caspervandertak Consulting + Gansu Tonghe Investment Project Consulting Co. | Small | 3.75 | 114.11 | 7 renewable | 17.966 | 2007-06-20 | 2010-07-02 | 2011-10-02 | Open for comment: 20/06/07 - 19/07/07 |  | AMS.ID ver. 11 | NO | NO | Grid-connected power from other sources | Asia Pacific | [18 empty] | - |  |  | Active
3918 | Alashan 9MW hydropower Station + | New Dam/'Run of the River' | China | - | Registered | TÜV-SÜD | Caspervandertak Consulting + Gansu Tonghe Investment Project Consulting Co. | Small | 9 | 30 | 7 renewable | 35.666 | 2007-06-20 | 2009-08-02 | 2011-10-02 | Registered: 04/03/11 | NC | AMS.ID ver. 11 | NO | NO | Grid-connected power from other sources | Asia Pacific | [18 empty] | - |  |  | Active
NYA | Huizhou Dongjiang Hydropower Project | New Dam/'Run of the River' | China | Japan (Chugoku Electric Power Co., Inc) | Validation terminated | TÜV-Rheinland | ICSHP | Large | 46 | - | 7 renewable | 207.902 | 2007-06-18 | 2009-03-02 | 2012-01-02 | Open for comment: 18/06/07 - 17/07/07 |  | ACM0002 ver. 6 | NO | YES | Grid-connected power from other sources | Asia Pacific | [18 empty] | Japan |  |  | Inactive
1267 | Puclaro Hydroelectric Power Plant + | Existing Dam | Chile | - | Registered | DNV | Cantor CO2e | Small | 5.8 | - | 7 renewable | 10.5 | 2007-06-17 | 2012-05-02 | 2012-05-02 | Registered: 15/09/07 | NC | AMS.ID ver. 11 | NO | NO | Grid-connected power from other sources | Latin America | 20.859 | 2012-04-10 | 20.859 | [14 empty] | TÜV-SÜD | - |  |  | Active
NYA | Increase of Power Generation of the hydroelectric station Zhexi in China (IPGZC) | Existing Dam | China | Austria (CCAN) | Validation negative | TÜV-NORD | School of Energy Science and Engineering Central South University + Hunan CDM Project Service Center | Large | 500 | - | 7 renewable | 360.655 | 2007-06-16 | 2012-05-02 | 2012-05-02 | Open for comment: 16/06/07 - 15/07/07 |  | ACM0002 ver. 6 | NO | YES | Grid-connected power from other sources | Asia Pacific | [18 empty] | Austria |  |  | Inactive
1388 | Yunnan Dali Yang_er 49.8MW Hydropower Project | New Dam/'Run of the River' | China | Japan (Japan Carbon Finance) | Registered | TÜV-SÜD | Cleanergy Investment Service (Beijing) Co., Ltd | Large | 49.8 | 463.3 | 7 renewable | 140.755 | 2007-06-15 | 2012-01-02 | 2012-01-02 | Registered: 20/03/08 | NC | ACM0002 ver. 6 | NO | YES | Grid-connected power from other sources | Asia Pacific | 205.856 | 2010-05-05 | 38.34 | 2011-01-13 | 36.897 | 2011-09-19 | 130.619 | [10 empty] | JQA | Japan |  |  | Active
1763 | China Xinhuang Xincun Small Hydropower Project + | New Dam/'Run of the River' | China | Sweden (CAMS) | Registered | SGS | Hunan CDM Project Service Center | Small | 7.4 | - | 7 renewable | 19.56 | 2007-06-13 | 2009-09-02 | 2011-07-02 | Registered: 08/08/08 | NC | AMS.ID ver. 11 | NO | NO | Grid-connected power from other sources | Asia Pacific | 16.696 | 2011-11-09 | 16.696 | [14 empty] | RINA | Sweden |  |  | Active
1782 | China Tuojiang Small Hydropower Project + | New Dam/'Run of the River' | China | Sweden (CAMS) | Registered | SGS | Hunan CDM Project Service Center | Small | 12.8 | - | 7 renewable | 46.731 | 2007-06-13 | 2009-04-02 | 2012-01-02 | Registered: 17/08/08 | NC | AMS.ID ver. 11 | NO | NO | Grid-connected power from other sources | Asia Pacific | [18 empty] | Sweden |  |  | Active
NYA | Dali 8.0MW Hydropower Project of China + | New Dam | China | UK (Standard Bank Plc) | At validation | TÜV-SÜD | Accord Global Environment Technology (Beijing) Co., Ltd. | Small | 8 | - | 7 renewable | 26.23 | 2007-06-12 | 2012-10-02 | 2012-10-02 | Open for comment: 12/06/07 - 11/07/07 |  | AMS.ID ver. 11 | NO | NO | Grid-connected power from other sources | Asia Pacific | [18 empty] | UK |  |  | Active
2104 | Baishuiquan Hydropower Project, Guizhou Province, China | New Dam | China | UK (ICECAP) | Registered | TÜV-SÜD | Beijing Changjiang River International Holding | Large | 20 | 7.27 | 7 renewable | 51.576 | 2007-06-12 | 2011-10-02 | 2011-10-02 | Registered: 08/05/09 | NC | ACM0002 ver. 6 | NO | NO | Grid-connected power from other sources | Asia Pacific | 32.367 | 2011-11-18 | 32.367 | [14 empty] | China Environmental United Certification Center Co., Ltd (CEC) | UK |  |  | Active
2108 | Gansu Datonghe Tiecheng Hydropower Station Project | New Dam/'Run of the River' | China | Japan (Tokyo Electric Power Company) | Registered | TÜV-SÜD | Caspervandertak Consulting + Gansu Tonghe Investment Project Consulting | Large | 51.5 | 64.4 | 7 renewable | 184.047 | 2007-06-12 | 2010-01-02 | 2011-12-02 | Registered: 11/05/09 | NC | ACM0002 ver. 6 | NO | YES | Grid-connected power from other sources | Asia Pacific | 483.965 | 2011-07-07 | 215.209 | 2012-05-09 | 268.756 | [12 empty] | TÜV-Rheinland | Japan |  |  | Active
2136 | Tongren Tianshengqiao Hydropower Project, Guizhou Province, China | New Dam | China | Switzerland (Vitol SA) | Registered | TÜV-SÜD | Beijing Changjiang River International Holding | Large | 22 | 37.9 | 7 renewable | 58.054 | 2007-06-12 | 2011-10-02 | 2011-10-02 | Registered: 22/04/09 | NC | ACM0002 ver. 6 | NO | YES | Grid-connected power from other sources | Asia Pacific | 115.408 | 2010-12-20 | 36.967 | 2011-10-14 | 78.441 | [12 empty] | China Environmental United Certification Center Co., Ltd (CEC) | Switzerland |  |  | Active
NYA | Exploitation of the Mendoza River, Potrerillos Project (Original title: Aprovechamiento Integral del rio Mendoza, Proyecto Potrerillos) - Hydroelectric Power - Argentina | New Dam | Argentina | - | Validation negative | TÜV-Rheinland | PricewaterhouseCoopers Argentina + Consortium of Mendocinian Companies for Potrerillos Business Corporation (CEMPPSA) | Large | 126.4 | 11.15 | 7 renewable | 221.998 | 2007-06-11 | 2006-04-02 | 2011-01-02 | Open for comment: 11/06/07 - 10/07/07 |  | ACM0002 ver. 6 | NO | YES | Grid-connected power from other sources | Latin America | [18 empty] | - |  |  | Inactive
NYA | Haidianxia 60MW Hydropower Project in Lintao County of Gansu Province, China | New Dam/'Run of the River' | China | Japan (Sumitomo) | At validation | DNV | China Power Investment (Beijing) Corp | Large | 60 | 32.6 | 7 renewable | 220.894 | 2007-06-08 | 2011-07-02 | 2011-07-02 | Open for comment: 08/06/07 - 07/07/07 |  | ACM0002 ver. 6 | NO | YES | Grid-connected power from other sources | Asia Pacific | [18 empty] | Japan |  |  | Active
2435 | Jilin Xijingou Hydropower Project | New Dam | China | Netherlands (MGM Carbon Portfolio) | Registered | DNV | Easy Carbon | Large | 48 | 11.91 | 7 renewable | 89.971 | 2007-06-08 | 2009-04-02 | 2013-07-02 | Registered: 11/09/09 | NC | ACM0002 ver. 7 | NO | YES | Grid-connected power from other sources | Asia Pacific | [18 empty] | Netherlands |  |  | Active
1736 | Esajadi small hydropower project in Malaysia + | New Dam/'Run of the River' | Malaysia | Japan (Hokkaido Electric Power) | Registered | JQA | Hokkaido Electric Power | Small | 9 | - | 7 renewable | 39.135 | 2007-06-07 | 2010-10-02 | 2012-04-02 | Registered: 07/08/08 | NC | ACM0002 ver. 6 | NO | NO | Grid-connected power from other sources | Asia Pacific | [18 empty] | Japan |  |  | Active
2114 | Lijiang Wulanghe Secondary Hydropower Project | New Dam/'Run of the River' | China | Japan (Tohoku Electric Power Co.) | Registered | TÜV-SÜD | Beijing Changjiang River International Holding | Large | 32 | - | 7 renewable | 122.793 | 2007-06-07 | 2009-07-02 | 2011-11-02 | Registered: 13/06/09 | NC | ACM0002 ver. 6 | NO | YES | Grid-connected power from other sources | Asia Pacific | 66.799 | 2011-10-21 | 66.799 | [14 empty] | TÜV-Rheinland | Japan |  |  | Active
2171 | Waixiong Hydropower plant project | New Dam/'Run of the River' | China | Netherlands (Deutsche Bank AG, London) | Registered | TÜV-NORD | CCAN Consulting | Large | 48 | 15.4 | 7 renewable | 106.123 | 2007-05-31 | 2009-01-02 | 2012-03-02 | Registered: 27/07/09 | NC | ACM0002 ver. 6 | NO | YES | Grid-connected power from other sources | Asia Pacific | 147.87 | 2012-01-13 | 23.861 | 2012-03-09 | 124.009 | [12 empty] | TÜV-Rheinland | Netherlands |  |  | Active
2030 | Fugong Mukeji Hydropower Project | New Dam/'Run of the River' | China | Sweden (CAMS) | Registered | DNV | College of Environmental Science and Engineering, Hunan University | Large | 31.5 | - | 7 renewable | 102.781 | 2007-05-29 | 2012-06-02 | 2012-06-02 | Registered: 04/05/09 | NC | ACM0002 ver. 6 | NO | YES | Grid-connected power from other sources | Asia Pacific | 75.166 | 2010-10-14 | 24.496 | 2011-12-02 | 50.67 | [12 empty] | BV Cert | Sweden |  |  | Active
1376 | China Shangbao Small Hydropower Project + | New Dam/'Run of the River' | China | Sweden (CAMS) | Registered | TÜV-Rheinland | CDM Project Service Center | Small | 14.1 | - | 7 renewable | 56.383 | 2007-05-25 | 2012-01-02 | 2012-01-02 | Registered: 09/12/07 | NC | AMS.ID ver. 11 | NO | NO | Grid-connected power from other sources | Asia Pacific | 159.543 | 2010-01-15 | 54.441 | 2011-01-12 | 48.354 | 2012-01-18 | 56.748 | [10 empty] | TÜV-NORD | Sweden |  |  | Active
1374 | Hornitos Hydroelectric Project | New Dam/'Run of the River' | Chile | Netherlands (IBRD) | Registered | DNV | Hidroeléctrica Guardia Vieja | Large | 55 | - | 7 renewable | 108 | 2007-05-23 | 2011-10-02 | 2011-10-02 | Registered: 09/07/08 | NC | AM0026 ver. 2 | NO | YES | Grid-connected power from other sources | Latin America | [18 empty] | Netherlands |  |  | Active
1772 | China Tuanjie Small Rundle Hydropower Project + | New Dam/'Run of the River' | China | Sweden (CAMS) | Registered | TÜV-NORD | Hunan CDM Project Service Center | Small | 6.6 | - | 7 renewable | 24.004 | 2007-05-23 | 2012-01-02 | 2012-01-02 | Registered: 04/12/08 | NC | AMS.ID ver. 11 | NO | NO | Grid-connected power from other sources | Asia Pacific | 14.573 | 2011-01-12 | 14.573 | [14 empty] | TÜV-NORD | Sweden |  |  | Active
NYA | Guangxi Luocheng Baotan Hydro Power Project | New Dam | China | UK (IXIS) | At validation | TÜV-SÜD | Beijing Zishenglong environment | Large | 37.66 | 22.82 | 7 renewable | 115.367 | 2007-05-23 | 2011-06-02 | 2011-07-02 | Open for comment: 23/05/07 - 21/06/07 |  | ACM0002 ver. 6 | NO | YES | Grid-connected power from other sources | Asia Pacific | [18 empty] | UK |  |  | Active
2112 | 24 MW Perla Mini Hydel Project, Karnataka, India | New Dam/'Run of the River' | India | - | Registered | DNV | Zenith Energy Services | Large | 24 | - | 10 fixed | 66.289 | 2007-05-21 | 2010-02-02 | 2011-10-02 | Registered: 12/05/09 | NC | ACM0002 ver. 6 | NO | YES | Grid-connected power from other sources | Asia Pacific | [18 empty] | - |  |  | Active
1440 | Small Hydroelectric Power Project in Gwangyang Steelworks of POSCO Co., Ltd. + | Existing Dam | Republic of Korea | - | Registered | Korea Energy Management Corporation (KEMCO) | RCC | Small | 0.6 | - | 10 fixed | 2.934 | 2007-05-19 | 2011-06-02 | 2011-06-02 | Registered: 04/07/08 | NC | AMS.ID ver. 11 | NO | NO | Grid-connected power from other sources | Asia Pacific | [18 empty] | - |  |  | Active
NYA | Shilong Hydro Power Project in Sichuan Province + | New Dam/'Run of the River' | China | UK (Ecosecurities) | At validation | DNV | Ecosecurities | Small | 10 | - | 7 renewable | 42.48 | 2007-05-18 | 2010-09-02 | 2011-08-02 | Open for comment: 18/05/07 - 16/06/07 |  | AMS.ID ver. 10 | NO | NO | Grid-connected power from other sources | Asia Pacific | [18 empty] | UK |  |  | Active
NYA | Siliping Hydro Power Project in Sichuan Province + | New Dam/'Run of the River' | China | UK (Ecosecurities) | At validation | DNV | Ecosecurities | Small | 10 | - | 7 renewable | 41.556 | 2007-05-18 | 2010-09-02 | 2011-08-02 | Open for comment: 18/05/07 - 16/06/07 |  | AMS.ID ver. 10 | NO | NO | Grid-connected power from other sources | Asia Pacific | [18 empty] | UK |  |  | Active
1793 | San Jose de Minas Hydroelectric Project | New Dam | Ecuador | - | Registered | SGS | MGM International SRL | Small | 5.7 | - | 10 fixed | 26.612 | 2007-05-17 | 2011-06-02 | 2012-08-02 | Registered: 17/08/08 | NC | AMS.ID ver. 10 | NO | NO | Grid-connected power from other sources | Latin America | [18 empty] | - |  |  | Active
1556 | Nanzhahe Cascade Hydropower Project + | New Dam/'Run of the River' | China | Sweden (Standard Bank Plc) | Withdrawn | TÜV-SÜD | Beijing Accord International Envronment Technology | Small | 10.4 | - | 7 renewable | 31.134 | 2007-05-12 | 2011-08-02 | 2011-08-02 | Negative validation report, Withdrawn: 17/06/08 | NC | AMS.ID ver. 10 | NO | NO | Grid-connected power from other sources | Asia Pacific | [18 empty] | Sweden |  |  | Inactive
NYA | Hunan Yanling Bundled Hydropower Project | New Dam/'Run of the River' | China | Sweden (CAMS) | Validation terminated | DNV | Tsinghua University + Accord Global Environment Technology | Small | 9.56 | - | 7 renewable | 40.086 | 2007-05-10 | 2011-07-02 | 2011-07-02 | Open for comment: 10/05/07 - 08/06/07 |  | AMS.ID ver. 10 | NO | NO | Grid-connected power from other sources | Asia Pacific | [18 empty] | Sweden |  |  | Inactive
1536 | Guangdong Longtan 2*7MW Hydropower Project + | New Dam/'Run of the River' | China | Japan (Mitsubishi) | Registered | TÜV-SÜD | CDM Consultation Department of Guangdong Environmental Protection Association | Small | 14 | 176.06 | 7 renewable | 38.69 | 2007-05-09 | 2009-09-02 | 2011-06-02 | Registered: 18/04/08 | NC | AMS.ID ver. 10 | NO | NO | Grid-connected power from other sources | Asia Pacific | 107.928 | 2010-02-11 | 16.872 | 2010-08-19 | 45.762 | 2011-08-04 | 45.294 | [10 empty] | TÜV-SÜD | Japan |  |  | Active
1265 | Quilleco 70 MW Run-of-River Hydropower Project | New Dam/'Run of the River' | Chile | Netherlands (IBRD) | Registered | DNV | Hidroeléctrica Guardia Vieja + World Bank | Large | 70 | - | 7 renewable | 170 | 2007-05-06 | 2011-07-02 | 2011-07-02 | Registered: 09/07/08 | NC | AM0026 ver. 2 | NO | YES | Grid-connected power from other sources | Latin America | [18 empty] | Netherlands |  |  | Active
1514 | 3 MW Iruttukanam Small Hydro Electric Project by M/s Viyyat Power Pvt. Ltd. + | New Dam/'Run of the River' | India | - | Registered | SGS | Viyyat Power Private Ltd | Small | 3 | - | 10 fixed | 10.191 | 2007-05-04 | 2011-04-02 | 2012-10-02 | Registered: 21/03/08 | NC | AMS.ID ver. 10 | NO | NO | Grid-connected power from other sources | Asia Pacific | [18 empty] | - |  |  | Active
1848 | Sichuan Kangding Simaqiao 24MW Hydroelectric Project | New Dam/'Run of the River' | China | Japan (Mitsubishi) | Registered | DNV | Beijing Ruichi Electric Power Information Technology Co. Ltd | Large | 24 | - | 7 renewable | 99.506 | 2007-05-01 | 2011-07-02 | 2011-12-02 | Registered: 07/08/09 | NC | ACM0002 ver. 6 | NO | YES | Grid-connected power from other sources | Asia Pacific | [18 empty] | Japan |  |  | Active
NYA | Fujian Fuan Tantou 24MW Hydropower Project | New Dam | China | Japan (Sumitomo) | At validation | TÜV-SÜD | CDM Office of CWEME | Large | 24 | 12.34 | 7 renewable | 59.196 | 2007-05-01 | 2012-01-02 | 2012-01-02 | Open for comment: 01/05/07 - 30/05/07 |  | ACM0002 ver. 6 | NO | YES | Grid-connected power from other sources | Asia Pacific | [18 empty] | Japan |  |  | Active
1943 | Sichuan Greenleaf (Lvye) 60MW Hydropower Project | New Dam | China | Japan (Mitsubishi) | Registered | DNV | Beijing Ruichi Electric Power Information Technology Co. Ltd | Large | 60 | 750 | 7 renewable | 228.707 | 2007-05-01 | 2012-01-02 | 2012-01-02 | Registered: 13/02/09 | NC | ACM0002 ver. 6 | NO | YES | Grid-connected power from other sources | Asia Pacific | 496.494 | 2011-02-09 | 247.806 | 2012-01-12 | 248.688 | [12 empty] | Lloyd | Japan |  |  | Active
1998 | Fujian Pingnan Daixi 50MW Hydropower Project | New Dam | China | Japan (Sumitomo) | Registered | TÜV-SÜD | CDM Office of CWEME | Large | 50 | 32 | 7 renewable | 113.256 | 2007-05-01 | 2011-07-02 | 2011-07-02 | Registered: 10/03/09 | NC | ACM0002 ver. 6 | NO | YES | Grid-connected power from other sources | Asia Pacific | 345.612 | 2011-02-24 | 201.242 | 2012-05-02 | 144.37 | [12 empty] | BV Cert | Japan |  |  | Active
1431 | Sichuan Zhaojiashan 20MW Hydropower Project | New Dam/'Run of the River' | China | Japan (Mitsubishi) | Registered | DNV | Beijing Ruichi Electric Power Information Technology Co. Ltd | Large | 20 | - | 7 renewable | 89.34 | 2007-05-01 | 2009-04-02 | 2011-07-02 | Registered: 12/06/08 | NC | ACM0002 ver. 6 | NO | NO | Grid-connected power from other sources | Asia Pacific | 238.24 | 2010-04-28 | 64.949 | 2011-01-20 | 92.424 | 2011-12-20 | 48.756 | 2011-12-20 | 32.111 | [8 empty] | TÜV-SÜD | Japan |  |  | Active
1589 | Sichuan Chenjiaheba 20MW Hydropower Project | New Dam/'Run of the River' | China | Japan (Mitsubishi) | Registered | DNV | Beijing Tianqing Power Int. CDM Consulting, Co., Ltd | Large | 20 | - | 7 renewable | 82.847 | 2007-04-29 | 2010-03-02 | 2011-10-02 | Registered: 11/11/08 | NC | ACM0002 ver. 6 | NO | NO | Grid-connected power from other sources | Asia Pacific | 173.9 | 2011-04-13 | 40.519 | 2011-12-29 | 82.479 | 2012-06-01 | 50.902 | [10 empty] | TÜV-NORD | Japan |  |  | Active
NYA | Yunnan Yingjiang Kalian Hydropower Station | New Dam | China | Italy (ENEL) | At validation | DNV | Beijing Tianqing Power Int. CDM Consulting, Co., Ltd | Small | 12.6 | - | 7 renewable | 43.023 | 2007-04-29 |  | 2013-05-02 | Open for comment: 29/04/07 - 28/05/07 |  | AMS.ID ver. 10 | NO | NO | Grid-connected power from other sources | Asia Pacific | [18 empty] | Italy |  |  | Active
2105 | Sichuan Erdaoqiao Hydropower Project | New Dam/'Run of the River' | China | Japan (Electric Power Development Co. Ltd) | Registered | DNV | Shanghai JEC Environmental Consultant Co., Ltd | Large | 55 | 458 | 7 renewable | 202.49 | 2007-04-28 | 2011-09-02 | 2011-09-02 | Registered: 26/01/09 | NC | ACM0002 ver. 6 | NO | YES | Grid-connected power from other sources | Asia Pacific | 546.776 | 2010-10-06 | 137.751 | 2011-06-15 | 236.376 | 2012-04-10 | 172.649 | [10 empty] | TÜV-Rheinland | Japan |  |  | Active
1498 | Baji River Stage I 10MW Run-of-river Hydropower Project + | New Dam/'Run of the River' | China | UK (MGM Carbon Portfolio SARL) | Registered | DNV | Yanyuan Lujiang Hydropower Development Co., Ltd.+ Beijing Keji Consulting Ltd | Small | 10 | - | 7 renewable | 44.663 | 2007-04-25 | 2011-10-02 | 2011-10-02 | Registered: 05/04/08 | NC | AMS.ID ver. 10 | NO | NO | Grid-connected power from other sources | Asia Pacific | 154.315 | 2011-01-14 | 52.219 | 2011-05-13 | 58.174 | 2012-03-30 | 43.922 | [10 empty] | TÜV-SÜD | UK |  |  | Active
2173 | Modification and retrofitting of the existing 34 MW hydropower plant at Bhandardara -2 (project activity) in Maharashtra state in India by Dodson –Lindblom Hydro Power Private Limited (DLHPPL). | Existing Dam | India | - | Registered | Bureau Veritas Certification Holding SAS | Dodson-Lindblom Hydro Power Private Limited | Large | 34 | - | 10 fixed | 22.374 | 2007-04-22 | 2010-12-02 | 2011-06-02 | Registered: 18/03/09 | NC | ACM0002 ver. 6 | NO | YES | Grid-connected power from other sources | Asia Pacific | 18.909 | 2011-03-10 | 10.142 | 2012-04-02 | 8.767 | [12 empty] | ERM | - |  |  | Active
NYA | Ponte de Pedra Energética Hydro Power Project | New Dam | Brazil | UK (IXIS) | Validation negative | TÜV-SÜD | Beijing Tianqing Power International CDM Consulting, Co. | Large | 176 | 12.14 | 10 fixed | 301 | 2007-04-21 | 2009-07-02 | 2012-01-02 | Open for comment: 21/04/07 - 20/05/07 |  | ACM0002 ver. 6 | NO | YES | Grid-connected power from other sources | Latin America | [18 empty] | UK |  |  | Inactive
1955 | Hubei Laifeng Najitan Hydropower Station | New Dam | China | Netherlands (ENEL) | Registered | TÜV-SÜD | Beijing Tianqing Power International CDM Consulting, Co. | Large | 51 | 16.61 | 7 renewable | 148.143 | 2007-04-21 | 2010-12-02 | 2011-01-02 | Registered: 10/03/09 | NC | ACM0002 ver. 6 | NO | YES | Grid-connected power from other sources | Asia Pacific | 256.568 | 2010-04-15 | 84.295 | 2011-09-09 | 82.238 | 2012-03-19 | 90.035 | [10 empty] | DNV | Netherlands |  |  | Active
1411 | La Cascada 2.3 MW Hydroelectric Project + | New Dam/'Run of the River' | Colombia | - | Registered | DNV | MGM International SRL | Small | 2.3 | - | 10 fixed | 6.303 | 2007-04-20 | 2010-12-02 | 2011-07-02 | Registered: 27/01/08 | NC | AMS.ID ver. 10 | NO | NO | Grid-connected power from other sources | Latin America | 8.492 | 2010-07-15 | 8.492 | [14 empty] | ICONTEC | - |  |  | Active
2048 | Lufeng 36MW Hydropower Project in Yunnan Province | New Dam | China | Netherlands (CAMS) | Registered | DNV | Cleanergy Investment Service (Beijing) Co., Ltd | Large | 36 | 188.28 | 7 renewable | 105.716 | 2007-04-20 | 2013-01-02 | 2013-01-02 | Registered: 04/03/09 | NC | ACM0002 ver. 6 | NO | YES | Grid-connected power from other sources | Asia Pacific | [18 empty] | Netherlands |  |  | Active
1510 | Yunnan Mopo River 12.5 MW Hydropower Project + | New Dam/'Run of the River' | China | Netherlands (EETBV) | Registered | DNV | Cleanergy Investment Service (Beijing) Co., Ltd | Small | 12.5 | - | 7 renewable | 43.694 | 2007-04-19 | 2011-12-02 | 2011-12-02 | Registered: 29/04/08 | NC | AMS.ID ver. 10 | NO | NO | Grid-connected power from other sources | Asia Pacific | 52.963 | 2010-08-30 | 14.95 | 2011-07-20 | 38.013 | [12 empty] | SGS | Netherlands |  |  | Active
NYA | Yunnan Yingjiang Hedi Hydro Power Station | New Dam | China | Italy (ENEL) | Validation terminated | DNV |  | Large | 24 | 80 | 7 renewable | 80.747 | 2007-04-19 | 2011-06-02 | 2011-06-02 | Open for comment: 19/04/07 - 18/05/07 |  | ACM0002 ver. 6 | NO | YES | Grid-connected power from other sources | Asia Pacific | [18 empty] | Italy |  |  | Inactive
2190 | Sichuan Yanyuan Yongning River Hydropower Station | New Dam/'Run of the River' | China | Netherlands (ENEL) | Rejected | DNV |  | Large | 50 | - | 7 renewable | 189.445 | 2007-04-19 | 2010-12-02 | 2011-07-02 | Failed Additionality Test: 28/05/09 | NC | ACM0002 ver. 6 | NO | YES | Grid-connected power from other sources | Asia Pacific | [18 empty] | Netherlands |  |  | Inactive
2045 | Mujiajia Yiji 18.9MW Hydropower Project in Yunnan Province | New Dam/'Run of the River' | China | Sweden (CAMS) | Registered | DNV | Cleanergy Investment Service (Beijing) Co., Ltd | Large | 18.9 | - | 7 renewable | 26.313 | 2007-04-19 | 2013-01-02 | 2013-01-02 | Registered: 31/03/09 | NC | ACM0002 ver. 6 | NO | NO | Grid-connected power from other sources | Asia Pacific | [18 empty] | Sweden |  |  | Active
2116 | Yunnan Yingjiang Mangya River 1st Hydropower Station | New Dam/'Run of the River' | China | Netherlands (ENEL) | Registered | DNV | Beijing Tianqing Power International CDM Consulting, Co., Ltd | Large | 24.9 | 1245 | 7 renewable | 104.076 | 2007-04-19 | 2011-04-02 | 2011-05-02 | Registered: 16/07/09 | NC | ACM0002 ver. 6 | NO | YES | Grid-connected power from other sources | Asia Pacific | 223.959 | 2011-07-28 | 90.814 | 2012-01-27 | 133.145 | [12 empty] | BV Cert | Netherlands |  |  | Active
2238 | Yunnan Yingjiang Mangya River 2nd Hydropower Station + | New Dam/'Run of the River' | China | Italy (ENEL) | Registered | DNV | Beijing Tianqing Power International CDM Consulting, Co., Ltd | Small | 12.6 | - | 7 renewable | 56.521 | 2007-04-19 | 2011-10-02 | 2013-01-02 | Registered: 12/10/09 | NC | AMS.ID ver. 13 | NO | NO | Grid-connected power from other sources | Asia Pacific | [18 empty] | Italy |  |  | Active
2466 | Hubei Yichang Qilinguan Daquan River Hydropower Station + | New Dam | China | Italy (ENEL) | Registered | DNV | Caspervandertak Consulting + Beijing Tianqing Power International CDM Consulting, Co., Ltd | Small | 6.4 | 14 | 7 renewable | 20.581 | 2007-04-19 | 2009-02-02 | 2012-05-02 | Registered: 13/10/09 | NC | AMS.ID ver. 13 | NO | NO | Grid-connected power from other sources | Asia Pacific | 8.063 | 2012-05-04 | 8.063 | [14 empty] | DNV | Italy |  |  | Active
2707 | Hubei Yichang Qilinguan Shaguandou Hydropower Station + | New Dam/'Run of the River' | China | Italy (ENEL) | Registered | DNV | Caspervandertak Consulting + Beijing Tianqing Power International CDM Consulting, Co., Ltd | Small | 11 | - | 7 renewable | 35.815 | 2007-04-19 | 2009-02-02 | 2012-05-02 | Registered: 02/02/10 | NC | AMS.ID ver. 13 | NO | NO | Grid-connected power from other sources | Asia Pacific | 32.925 | 2012-02-24 | 32.925 | [14 empty] | DNV | Italy |  |  | Active
1800 | Cristalino Small Hydrolectric Power Plant + | New Dam/'Run of the River' | Brazil | UK (MGM Carbon Portfolio) | Registered | SGS | MGM International SRL | Small | 4 | - | 7 renewable | 6.317 | 2007-04-18 | 2009-08-02 | 2011-07-02 | Registered: 15/12/08 | NC | AMS.ID ver. 12 | NO | NO | Grid-connected power from other sources | Latin America | [18 empty] | UK |  |  | Active
NYA | Guangxi Guijiang Jinniuping Hydropower project | New Dam/'Run of the River' | China | Netherlands (EcoSecurities) | Validation terminated | DNV | Cleanergy Investment Service (Beijing) Co., Ltd | Large | 60 | 5.71 | 7 renewable | 141.504 | 2007-04-18 | 2011-09-02 | 2011-09-02 | Open for comment: 18/04/07 - 17/05/07 |  | ACM0002 ver. 6 | NO | YES | Grid-connected power from other sources | Asia Pacific | [18 empty] | Netherlands |  |  | Inactive
NYA | Yunnan Mengjiahe Kachang Muwen Hydro Power Station | New Dam/'Run of the River' | China | Italy (ENEL) | Validation terminated | TÜV-Rheinland | Beijing Tianqing Power International CDM Consulting, Co., Ltd | Large | 40 | - | 7 renewable | 110.666 | 2007-04-18 | 2009-03-02 | 2011-07-02 | Open for comment: 18/04/07 - 17/05/07 |  | ACM0002 ver. 6 | NO | YES | Grid-connected power from other sources | Asia Pacific | [18 empty] | Italy |  |  | Inactive
NYA | Yunnan Hongshiyan Hydropower Project | New Dam/'Run of the River' | China | Netherlands (ESI BV) | Validation negative | TÜV-Rheinland | Millennium Capital Services | Large | 80 | 483.88 | 7 renewable | 236.042 | 2007-04-17 | 2011-11-02 | 2011-11-02 | Open for comment: 17/04/07 - 16/05/07 |  | ACM0002 ver. 6 | NO | YES | Grid-connected power from other sources | Asia Pacific | [18 empty] | Netherlands |  |  | Inactive
1522 | Bapan 12.7MW Hydropower Project + | New Dam | China | Sweden (CAMS) | Registered | DNV | Beijing Accord International Environment Technology Co. | Small | 12.7 | 346 | 7 renewable | 34.759 | 2007-04-15 | 2011-08-02 | 2011-08-02 | Registered: 07/04/08 | NC | AMS.ID ver. 10 | NO | NO | Grid-connected power from other sources | Asia Pacific | 89.03 | 2009-12-30 | 30.551 | 2011-01-12 | 29.794 | 2011-12-27 | 28.685 | [10 empty] | TÜV-SÜD | Sweden |  |  | Active
3129 | Tongren Jiangshijia 4.45 MW Hydropower Project in Qinghai Province, the People’s Republic of China + | New Dam/'Run of the River' | China | - | Registered | DNV | China Power Investment (Beijing) Corp | Small | 4.45 | - | 7 renewable | 23.413 | 2007-04-14 | 2011-01-02 | 2011-07-02 | Registered: 21/06/10 | NC | AMS.ID ver. 10 | NO | NO | Grid-connected power from other sources | Asia Pacific | 19.931 | 2012-02-29 | 19.931 | [14 empty] | ERM | - |  |  | Active
NYA | Gannan State 14.12MW Hydropower Project in Gansu Province, the People’s Republic of China + | New Dam/'Run of the River' | China | - | Validation terminated | DNV | China Power Investment (Beijing) Corp | Small | 14.12 | - | 7 renewable | 67.765 | 2007-04-14 | 2011-05-02 | 2011-07-02 | Open for comment: 14/04/07 - 13/05/07 |  | AMS.ID ver. 10 | NO | NO | Grid-connected power from other sources | Asia Pacific | [18 empty] | - |  |  | Inactive
2460 | Tao River Ewuduo 12 MW Hydropower Project in Gansu Province + | New Dam/'Run of the River' | China | UK (Climate Change Capital Carbon) | Registered | DNV | Gansu Huanzhou Information Technology Consulting Co | Small | 12 | 42.11 | 7 renewable | 58.951 | 2007-04-14 | 2009-11-02 | 2012-10-02 | Registered: 07/08/09 | NC | AMS.ID ver. 13 | NO | NO | Grid-connected power from other sources | Asia Pacific | 75.268 | 2012-05-09 | 75.268 | [14 empty] | DNV | UK |  |  | Active
1489 | Maocaoping 8 MW Small Hydropower Project in Yunnan Province + | New Dam | China | Sweden (CAMS) | Registered | DNV | Cleanergy Investment Service (Beijing) Co., Ltd | Small | 8 | 535 | 7 renewable | 24.196 | 2007-04-14 | 2011-09-02 | 2011-09-02 | Registered: 31/03/08 | NC | AMS.ID ver. 10 | NO | NO | Grid-connected power from other sources | Asia Pacific | 64.326 | 2009-12-02 | 27.7 | 2010-10-08 | 17.787 | 2012-01-17 | 18.839 | [10 empty] | DNV | Sweden |  |  | Active
1555 | China Zhijiang Peace Small Hydropower Project + | New Dam/'Run of the River' | China | UK (Arreon Carbon Ltd) | Registered | TÜV-SÜD | Hunan CDM Project Service Center | Small | 13.5 | - | 7 renewable | 49.306 | 2007-04-13 | 2012-03-02 | 2012-04-02 | Registered: 13/04/08 | NC | AMS.ID ver. 10 ACM0002 ver. 6 | NO | NO | Grid-connected power from other sources | Asia Pacific | 98.023 | 2009-07-16 | 18.165 | 2010-05-12 | 37.817 | 2011-04-08 | 42.041 | [10 empty] | TÜV-SÜD | UK |  |  | Active
1276 | 10.2MW Yangdun Small-Scale Hydropower Project + | New Dam/'Run of the River' | China | Japan (Marubeni Corporation) | Registered | Japan Consulting Institute | Shanghai JEC Environmental Consultant Co., Ltd | Small | 10.2 | 6.3 | 7 renewable | 33.097 | 2007-04-11 | 2011-12-02 | 2011-12-02 | Registered: 11/11/07 | NC | AMS.ID ver. 10 | NO | NO | Grid-connected power from other sources | Asia Pacific | 55.731 | 2011-02-07 | 17.544 | 2012-05-03 | 38.187 | [12 empty] | TÜV-Rheinland | Japan |  |  | Active
1897 | Sichuan Pingshan Pingbian&Guanyintuo Hydropower Station | New Dam/'Run of the River' | China | Netherlands (ENEL) | Registered | SGS | Climate Experts Ltd. | Large | 40 | 25.8 | 7 renewable | 152.86 | 2007-04-11 | 2012-06-02 | 2012-07-02 | Registered: 06/03/09 | NC | ACM0002 ver. 6 | NO | YES | Grid-connected power from other sources | Asia Pacific | 184.393 | 2011-12-09 | 92.917 | 2012-03-23 | 91.476 | [12 empty] | DNV | Netherlands |  |  | Active
2073 | Yunnan Dayingjiang Meng’e Hydro Power Station | New Dam/'Run of the River' | China | Netherlands (ENEL) | Withdrawn | TÜV-SÜD | Beijing Tianqing Power International CDM Consulting | Large | 99 | - | 7 renewable | 296.738 | 2007-04-11 | 2011-05-02 | 2011-06-02 | Withdrawn: 08/04/09 | NC | ACM0002 ver. 6 | NO | YES | Grid-connected power from other sources | Asia Pacific | [18 empty] | Netherlands |  |  | Inactive
2075 | Expansion Project of Sanjiangkou Hydro-electric Power Station in the reach of Supa River, Yunnan province, China | Existing Dam | China | Netherlands (ENEL) | Registered | TÜV-SÜD | Beijing Tianqing Power International CDM Consulting + Caspervandertak Consulting + Enecore carbon Ltd | Large | 32 | - | 7 renewable | 130.942 | 2007-04-11 | 2010-11-02 | 2011-05-02 | Registered: 21/04/09 | NC | ACM0002 ver. 6 | NO | YES | Grid-connected power from other sources | Asia Pacific | 141.525 | 2010-10-01 | 46.646 | 2011-09-02 | 94.879 | [12 empty] | DNV | Netherlands |  |  | Active
2103 | Gansu Huanghe Chaijiaxia Hydropower Station Project | New Dam/'Run of the River' | China | Netherlands (ENEL) | Registered | TÜV-SÜD | aspervandertak Consulting + Gansu Tonghe Investment Project Consulting Co., Ltd | Large | 96 | 31.6 | 7 renewable | 379.444 | 2007-04-11 | 2011-10-02 | 2011-10-02 | Registered: 20/02/09 | NC | ACM0002 ver. 6 | NO | YES | Grid-connected power from other sources | Asia Pacific | 171.962 | 2010-08-26 | 171.962 | [14 empty] | SGS | Netherlands |  |  | Active
1430 | Pushihe Erji 10 MW Small Hydropower Project in Yunnan Province + | New Dam/'Run of the River' | China | Sweden (CAMS) | Registered | DNV | Cleanergy Investment Service (Beijing) Co., Ltd | Small | 10 | - | 7 renewable | 31.338 | 2007-04-10 | 2011-09-02 | 2011-09-02 | Registered: 03/04/08 | NC | AMS.ID ver. 10 | NO | NO | Grid-connected power from other sources | Asia Pacific | 77.803 | 2009-12-03 | 30.458 | 2010-12-28 | 18.195 | 2012-03-28 | 29.15 | [10 empty] | DNV | Sweden |  |  | Active
1499 | Chongqing Menkantan Hydroelectric Project | New Dam | China | Netherlands (EcoSecurities) | Registered | DNV | EcoSecurities Group Plc | Large | 25 | 29.59 | 7 renewable | 66.828 | 2007-04-10 | 2011-12-02 | 2011-12-02 | Registered: 24/06/08 | NC | ACM0002 ver. 6 | NO | YES | Grid-connected power from other sources | Asia Pacific | 118.013 | 2009-08-20 | 26.843 | 2010-02-26 | 50.989 | 2011-01-13 | 40.181 | [10 empty] | SGS | Netherlands |  |  | Active
1761 | China Yanzhou Hydropower Expanded Project | New Dam/'Run of the River' | China | Sweden (CAMS) | Registered | TÜV-SÜD | Hunan CDM Project Service Center | Large | 20 | - | 7 renewable | 51.793 | 2007-04-06 | 2012-07-02 | 2012-07-02 | Registered: 19/12/08 | NC | ACM0002 ver. 6 | NO | NO | Grid-connected power from other sources | Asia Pacific | 20.533 | 2011-01-05 | 20.533 | [14 empty] | TÜV-NORD | Sweden |  |  | Active
1553 | Mingying 3.75MW Hydro Power Project in Guizhou Province, China | New Dam | China | UK (ICECAP Carbon Portfolio Ltd) | Registered | TÜV-SÜD | Guizhou Hengyuan Project Management and consulting Co.Ltd | Small | 3.75 | - | 7 renewable | 12.921 | 2007-04-04 | 2011-01-02 | 2011-03-02 | Registered: 21/03/08 | NC | AMS.ID ver. 10 | NO | NO | Grid-connected power from other sources | Asia Pacific | 8.296 | 2010-09-13 | 8.296 | [14 empty] | SGS | UK |  |  | Active
1569 | Taohua 9MW Hydro Power Project in Guizhou Province, China | New Dam/'Run of the River' | China | UK (ICECAP Carbon Portfolio Ltd) | Registered | TÜV-SÜD | Guizhou Hengyuan Project Management and consulting Co.Ltd | Small | 9 | - | 7 renewable | 28.544 | 2007-04-04 | 2011-01-02 | 2011-03-02 | Registered: 12/06/08 | NC | AMS.ID ver. 10 | NO | NO | Grid-connected power from other sources | Asia Pacific | 13.636 | 2012-05-25 | 13.636 | [14 empty] | SGS | UK |  |  | Active
1439 | Aluhe 12.6 MW Small Hydropower Project in Yunnan Province + | New Dam/'Run of the River' | China | Sweden (CAMS) | Registered | DNV | Cleanergy Investment Service (Beijing) Co., Ltd | Small | 12.6 | - | 7 renewable | 36.958 | 2007-04-04 | 2011-08-02 | 2011-08-02 | Registered: 03/04/08 | NC | AMS.ID ver. 10 | NO | NO | Grid-connected power from other sources | Asia Pacific | 81.435 | 2009-12-17 | 32.046 | 2010-12-29 | 21.414 | 2012-03-16 | 27.975 | [10 empty] | DNV | Sweden |  |  | Active
1484 | Shaba 30MW Hydro Power Project in Guizhou Province China | New Dam | China | Netherlands (Int. System Energy Corp) | Registered | TÜV-SÜD | Guizhou Hengyuan Project Management and consulting Co.Ltd | Large | 30 | 32.7 | 7 renewable | 85.624 | 2007-04-04 | 2011-02-02 | 2011-01-02 | Registered: 16/05/08 | NC | ACM0002 ver. 6 | NO | YES | Grid-connected power from other sources | Asia Pacific | 237.521 | 2009-04-30 | 42.247 | 2010-04-14 | 84.026 | 2011-03-17 | 56.358 | 2012-04-30 | 54.89 | [8 empty] | BV Cert | Netherlands |  |  | Active
1557 | Lingli 7.5MW Hydro Power Project in Guizhou Province, China | New Dam/'Run of the River' | China | UK (ICECAP Carbon Portfolio Ltd) | Registered | TÜV-SÜD | Guizhou Hengyuan Project Management and consulting Co.Ltd | Small | 7.5 | 22 | 7 renewable | 17.888 | 2007-04-04 | 2011-01-02 | 2011-03-02 | Registered: 10/05/08 | NC | AMS.ID ver. 10 | NO | NO | Grid-connected power from other sources | Asia Pacific | 48.223 | 2009-08-12 | 19.943 | 2011-04-21 | 28.28 | [12 empty] | SGS | UK |  |  | Active
1560 | Jiaping 5MW, Pingzhong 4.4MW Hydro Power Project in Guizhou Province | New Dam/'Run of the River' | China | UK (ICECAP Carbon Portfolio Ltd) | Registered | TÜV-SÜD | Guizhou Hengyuan Project Management and consulting Co.Ltd | Small | 9.4 | 28 & 32 | 7 renewable | 27.571 | 2007-04-04 | 2011-01-02 | 2011-03-02 | Registered: 21/05/08 | NC | AMS.ID ver. 10 | NO | NO | Grid-connected power from other sources | Asia Pacific | 81.908 | 2009-08-31 | 24.895 | 2010-04-28 | 29.076 | 2011-07-28 | 27.937 | [10 empty] | BV Cert | UK |  |  | Active
1401 | Apaqui run-of-river hydroelectric project | New Dam/'Run of the River' | Ecuador | - | Registered | TÜV-SÜD | SNC-Lavalin Environment Inc | Large | 36 | - | 10 fixed | 209.573 | 2007-04-01 | 2011-03-02 | 2014-03-02 | Registered: 06/11/08 | NC | ACM0002 ver. 6 | NO | YES | Grid-connected power from other sources | Latin America | [18 empty] | - |  |  | Active
1524 | Changpinghe Yiji and Erji 10.4 MW Bundled Small Hydropower Project + | New Dam | China | Sweden (EcoSecurities) | Registered | DNV | EcoSecurities Ltd. | Small | 10.4 | 63.8 | 7 renewable | 28.71 | 2007-03-30 | 2012-07-02 | 2012-07-02 | Registered: 31/03/08 | NC | AMS.ID ver. 10 | NO | NO | Grid-connected power from other sources | Asia Pacific | [18 empty] | Sweden |  |  | Active
2214 | ZuoXi Hydroelectric power plant | New Dam/'Run of the River' | China | Switzerland (Factor Cons. + Manag. AG) | Registered | DNV | Neofchina | Large | 44.6 | 67 | 10 fixed | 82.045 | 2007-03-30 | 2009-01-02 | 2012-01-02 | Registered: 12/05/09 | NC | ACM0002 ver. 6 | NO | YES | Grid-connected power from other sources | Asia Pacific | 181.816 | 2011-06-22 | 50.464 | 2012-01-03 | 131.352 | [12 empty] | TÜV-Rheinland | Switzerland |  |  | Active
NYA | Qinghai Menyuan Yulongtan 25MW Hydropower Project | New Dam/'Run of the River' | China | Japan (Sumitomo) | Validation terminated | DNV | China Power Investment (Beijing) Corp. | Large | 25 | - | 7 renewable | 95.842 | 2007-03-29 | 2011-07-02 | 2011-07-02 | Open for comment: 29/03/07 - 27/04/07 |  | ACM0002 ver. 6 | NO | YES | Grid-connected power from other sources | Asia Pacific | [18 empty] | Japan |  |  | Inactive
2199 | 48 MW Duduluo River hydroelectricity project | New Dam/'Run of the River' | China | Switzerland (Factor Cons. + Manag. AG) | Registered | DNV | Neofchina | Large | 48 | 72.15 | 10 fixed | 153.882 | 2007-03-28 | 2010-06-02 | 2012-01-02 | Registered: 12/05/09 | NC | ACM0002 ver. 6 | NO | YES | Grid-connected power from other sources | Asia Pacific | 301.975 | 2011-09-01 | 75.837 | 2012-03-02 | 226.138 | [12 empty] | TÜV-Rheinland | Switzerland |  |  | Active
1989 | Xinjiang Uygur Autonomous Region Wensu Tagake Hydropower Station | New Dam/'Run of the River' | China | Netherlands (ENEL) | Registered | TÜV-SÜD | Climate experts Ltd + Beijing Tianqing Power International CDM Consulting, Co., Ltd. | Large | 49 | - | 7 renewable | 214.035 | 2007-03-28 | 2011-11-02 | 2012-01-02 | Registered: 10/02/09 | NC | ACM0002 ver. 6 | NO | YES | Grid-connected power from other sources | Asia Pacific | 456.39 | 2010-04-01 | 159.153 | 2011-01-13 | 120.775 | 2011-09-12 | 176.462 | [10 empty] | China Environmental United Certification Center Co., Ltd (CEC) | Netherlands |  |  | Active
1332 | Yeghegis small-scale hydro project + | New Dam/'Run of the River' | Armenia | - | Registered | KPMG | EcoSecurities Ltd. | Small | 3.75 | - | 7 renewable | 3.166 | 2007-03-27 | 2010-08-02 | 2011-05-02 | Registered: 01/12/07 | NC | AMS.ID ver. 10 | NO | NO | Grid-connected power from other sources | Europe | [18 empty] | - |  |  | Active
NYA | Babehalli Hydro Electric (2.7 MW) Plant at Punjab, India + | New Dam/'Run of the River' | India | - | Validation terminated | Bureau Veritas Certification Holding SAS | Gensol Consultants Pvt. Ltd | Small | 2.7 | - | 7 renewable | 14.365 | 2007-03-27 | 2007-10-02 | 2011-06-02 | Open for comment: 27/03/07 - 25/04/07 |  | AMS.ID ver. 10 | NO | NO | Grid-connected power from other sources | Asia Pacific | [18 empty] | - |  |  | Inactive
1515 | Caoying Small Hydropower Project + | New Dam/'Run of the River' | China | UK (EcoSecurities) | Registered | DNV | EcoSecurities Group PLC | Small | 4.8 | - | 7 renewable | 23.923 | 2007-03-24 | 2011-05-02 | 2011-07-02 | Registered: 18/06/08 | NC | AMS.ID ver. 10 | NO | NO | Grid-connected power from other sources | Asia Pacific | 21.373 | 2010-04-23 | 21.373 | [14 empty] | China Environmental United Certification Center Co., Ltd (CEC) | UK |  |  | Active
1444 | Caña Brava Hydroelectric Power Plant + | New Dam/'Run of the River' | Peru | Spain (Asin Carbono S.L.) | Registered | DNV | AHL Carbono S.L | Small | 5.7 | - | 7 renewable | 22.622 | 2007-03-23 | 2010-11-02 | 2011-10-02 | Registered: 08/02/08 | NC | AMS.ID ver. 10 | NO | NO | Grid-connected power from other sources | Latin America | [18 empty] | Spain |  |  | Active
1953 | Guizhou Taijiang Yanzhai Hydropower Station | New Dam | China | Germany (RWE Power AG) | Registered | TÜV-SÜD | Beijing Tianqing Power International CDM Consulting + Caspervandertak Consulting | Large | 25 | 8.22 | 7 renewable | 60.122 | 2007-03-23 | 2011-06-02 | 2011-07-02 | Registered: 14/04/09 | NC | ACM0002 ver. 6 | NO | YES | Grid-connected power from other sources | Asia Pacific | [18 empty] | Germany |  |  | Active
2165 | Rialma Companhia Energética III S/A. – Santa Edwiges III Small Hydro Power Plant + | New Dam/'Run of the River' | Brazil | - | Registered | TÜV-SÜD | Ecoinvest Carbon Brasil | Small | 11.6 | 18.13 | 7 renewable | 23.562 | 2007-03-23 | 2011-01-02 | 2012-07-02 | Registered: 07/08/09 | NC | AMS.ID ver. 12 | YES | NO | Grid-connected power from other sources | Latin America | [18 empty] | - |  |  | Active
1424 | Carhuaquero IV Hydroelectric Power Plant + | New Dam/'Run of the River' | Peru | Spain (Asin Carbono S.L.) | Registered | DNV | AHL Carbono S.L | Small | 9.7 | - | 7 renewable | 172.26 | 2007-03-22 | 2010-08-02 | 2011-10-02 | Registered: 03/05/08 | NC | AMS.ID ver. 10 | NO | NO | Grid-connected power from other sources | Latin America | 10.04 | 2011-07-08 | 10.04 | [14 empty] | TÜV-SÜD | Spain |  |  | Active
1537 | Jielong Cascade Small Scale Hydro Electric Project + | New Dam | China | Sweden (EcoSecurities) | Registered | DNV | EcoSecurities Group PLC | Small | 10.4 | - | 7 renewable | 28.962 | 2007-03-17 | 2012-05-02 | 2012-11-02 | Registered: 26/04/08 | NC | AMS.ID ver. 10 | NO | NO | Grid-connected power from other sources | Asia Pacific | [18 empty] | Sweden |  |  | Active
NYA | Fazihe 9.5 MW Small-scale Hydro Project + | New Dam/'Run of the River' | China | - | Validation terminated | DNV | KOE Environmental Consultancy | Small | 9.5 | - | 10 fixed | 25.203 | 2007-03-15 | 2012-06-02 | 2012-06-02 | Open for comment: 15/03/07 - 13/04/07 |  | AMS.ID ver. 10 | NO | NO | Grid-connected power from other sources | Asia Pacific | [18 empty] | - |  |  | Inactive
1527 | Hongyan 8 MW Small-scale Hydro Project + | New Dam/'Run of the River' | China | Japan (Daiwa Securities SMBC Principal Investments) | Registered | DNV | KOE Environmental Consultancy | Small | 8 | - | 7 renewable | 22.985 | 2007-03-14 | 2009-12-02 | 2011-07-02 | Registered: 07/04/08 | NC | AMS.ID ver. 10 | NO | NO | Grid-connected power from other sources | Asia Pacific | 32.589 | 2011-01-18 | 13.377 | 2011-05-23 | 19.212 | [12 empty] | China Environmental United Certification Center Co., Ltd (CEC) | Japan |  |  | Active
1535 | Changwa 10 MW Small-scale Hydro Project + | New Dam/'Run of the River' | China | Japan (Daiwa Securities SMBC Principal Investments) | Registered | DNV | KOE Environmental Consultancy | Small | 10 | - | 7 renewable | 31.056 | 2007-03-14 | 2007-12-02 | 2011-06-02 | Registered: 09/07/08 | NC | AMS.ID ver. 10 | NO | NO | Grid-connected power from other sources | Asia Pacific | 52.778 | 2011-07-06 | 26.342 | 2011-11-25 | 26.436 | [12 empty] | LRQA | Japan |  |  | Active
1204 | Erathna hydro power project, Sri Lanka | New Dam/'Run of the River' | Sri Lanka | - | Rejected | SGS | Vallibel Power Erathna Ltd | Small | 9.9 | - | 7 renewable | 28.575 | 2007-03-14 | 2005-12-02 | 2011-06-02 | Failed Additionality Test: 30/11/07 | NC | AMS.ID ver. 10 | NO | NO | Grid-connected power from other sources | Asia Pacific | [18 empty] | - |  |  | Inactive
1173 | Way Ganga hydro power project, Sri Lanka + | New Dam/'Run of the River' | Sri Lanka | - | Rejected | SGS | Didul Private Ltd | Small | 8.4 | - | 7 renewable | 17.979 | 2007-03-14 | 2004-09-02 | 2011-06-02 | Failed Additionality Test: 30/11/07 | NC | AMS.ID ver. 10 | NO | NO | Grid-connected power from other sources | Asia Pacific | [18 empty] | - |  |  | Inactive
2210 | Xiaba 20MW Hydro Power Project in Guizhou Province China | New Dam/'Run of the River' | China | Japan (Daiwa Securities SMBC Principal Investments) | Registered | DNV | KOE Environmental Consultancy | Large | 20 | 16 | 7 renewable | 58.444 | 2007-03-14 | 2012-06-02 | 2012-06-02 | Registered: 16/02/09 | NC | ACM0002 ver. 6 | NO | NO | Grid-connected power from other sources | Asia Pacific | 77.713 | 2011-12-29 | 77.713 | [14 empty] | China Environmental United Certification Center Co., Ltd (CEC) | Japan |  |  | Active
2058 | Cangxi Donghe Likou Hydropower Station + | New Dam/'Run of the River' | China | Italy (ENEL) | Registered | DNV | Climate Experts + Beijing Tianqing Power International CDM Consulting, Co | Small | 10 | - | 7 renewable | 31.038 | 2007-03-11 | 2013-03-02 | 2013-04-02 | Registered: 15/03/09 | NC | AMS.ID ver. 12 | NO | NO | Grid-connected power from other sources | Asia Pacific | [18 empty] | Italy |  |  | Active
2082 | Cangxi Donghe Fengziyan Hydropower Station + | New Dam/'Run of the River' | China | Italy (ENEL) | Registered | DNV | Climate Experts + Beijing Tianqing Power International CDM Consulting, Co | Small | 12 | - | 7 renewable | 39.071 | 2007-03-11 | 2011-12-02 | 2012-01-02 | Registered: 15/03/09 | NC | AMS.ID ver. 12 | NO | NO | Grid-connected power from other sources | Asia Pacific | 20.796 | 2010-06-14 | 20.796 | [14 empty] | DNV | Italy |  |  | Active
2084 | Cangxi Donghe Yangmousi Hydropower Station + | New Dam/'Run of the River' | China | Netherlands (ENEL) | Registered | DNV | Climate Experts + Beijing Tianqing Power International CDM Consulting, Co | Small | 8 | - | 7 renewable | 24.695 | 2007-03-11 | 2012-12-02 | 2013-01-02 | Registered: 29/03/09 | NC | AMS.ID ver. 12 | NO | NO | Grid-connected power from other sources | Asia Pacific | [18 empty] | Netherlands |  |  | Active
2066 | Cangxi Liyuan Hydropower Station + | New Dam/'Run of the River' | China | Netherlands (ENEL) | Registered | DNV | Climate Experts + Beijing Tianqing Power International CDM Consulting, Co | Small | 12 | - | 7 renewable | 35.609 | 2007-03-10 | 2009-04-02 | 2012-01-02 | Registered: 29/03/09 | NC | AMS.ID ver. 12 | NO | NO | Grid-connected power from other sources | Asia Pacific | 25.545 | 2011-07-21 | 25.545 | [14 empty] | DNV | Netherlands |  |  | Active
2069 | Cangxi Donghe Dongxi Hydropower Station + | New Dam/'Run of the River' | China | Netherlands (ENEL) | Registered | DNV | Climate Experts + Beijing Tianqing Power International CDM Consulting, Co | Small | 10 | - | 7 renewable | 28.781 | 2007-03-10 | 2013-03-02 | 2013-04-02 | Registered: 30/03/09 | NC | AMS.ID ver. 12 | NO | NO | Grid-connected power from other sources | Asia Pacific | [18 empty] | Netherlands |  |  | Active
2154 | Cangxi Donghe Beituo Hydropower Station + | New Dam/'Run of the River' | China | Netherlands (ENEL) | Registered | DNV | Climate Experts + Beijing Tianqing Power International CDM Consulting, Co | Small | 10 | - | 7 renewable | 30.093 | 2007-03-10 | 2012-10-02 | 2012-11-02 | Registered: 30/03/09 | NC | AMS.ID ver. 12 | NO | NO | Grid-connected power from other sources | Asia Pacific | [18 empty] | Netherlands |  |  | Active
1749 | Xiaoxi Hydropower Project | New Dam/'Run of the River' | China | Germany (RWE Power AG) | Registered | TÜV-SÜD | Tuttle International Co., Ltd | Large | 135 | 13.27 | 7 renewable | 423.395 | 2007-03-09 | 2011-10-02 | 2011-10-02 | Registered: 19/12/08 | NC | ACM0002 ver. 6 | NO | YES | Grid-connected power from other sources | Asia Pacific | 1173.686 | 2010-12-28 | 278.247 | 2011-06-07 | 418.482 | 2011-12-19 | 279.993 | 2012-05-25 | 196.964 | [8 empty] | TÜV-Rheinland | Germany |  |  | Active
1504 | Mujiajia Erji 10MW Small Hydropower Project in Yunnan Province + | New Dam/'Run of the River' | China | Sweden (CAMS) | Registered | DNV | Cleanergy Investment Service (Beijing) Co., Ltd | Small | 10 | - | 7 renewable | 30.356 | 2007-03-08 | 2011-08-02 | 2011-08-02 | Registered: 25/06/08 | NC | AMS.ID ver. 10 | NO | NO | Grid-connected power from other sources | Asia Pacific | [18 empty] | Sweden |  |  | Active
NYA | Yunnan Yingjiang Mulong River Hydropower Station Bundle | New Dam/'Run of the River' | China | Germany (RWE Power AG) | Validation terminated | TÜV-SÜD | Beijing Tianqing Power International CDM Consulting + Caspervandertak Consulting + Enecore carbon Ltd | Large | 62.6 | - | 7 renewable | 182.574 | 2007-03-07 | 2010-10-02 | 2011-07-02 | Open for comment: 07/03/07 - 05/04/07 | NC | ACM0002 ver. 6 | NO | YES | Grid-connected power from other sources | Asia Pacific | [18 empty] | Germany |  |  | Inactive
1438 | Hubei Hefeng Yanzi Town Baishun Village Taohuashan Hydropower Station, China | New Dam/'Run of the River' | China | Germany (RWE Power AG) | Registered | TÜV-SÜD | Beijing Tianqing Power International CDM Consulting + Caspervandertak Consulting + Enecore carbon Ltd | Small | 12.6 | - | 7 renewable | 39.915 | 2007-03-06 | 2005-08-29 | 2011-09-02 | Registered: 18/02/08 | NC | AMS.ID ver. 10 | NO | NO | Grid-connected power from other sources | Asia Pacific | 115.049 | 2011-05-13 | 60.229 | 2011-06-24 | 54.82 | [12 empty] | TÜV-SÜD | Germany |  |  | Active
1512 | 1.5MW Deogad hydroelectric project in Maharashtra India | Existing Dam | India | - | Registered | Lloyd’s | Gadre Marine Export | Small | 1.5 | - | 10 fixed | 4.251 | 2007-03-06 | 2011-04-02 | 2012-06-02 | Registered: 30/03/08 | NC | AMS.ID ver. 10 | NO | NO | Grid-connected power from other sources | Asia Pacific | [18 empty] | - |  |  | Active
3376 | Yunnan Maguan Huabazi Hydropower Station | New Dam | China | Germany (RWE Power AG) | Registered | TÜV-SÜD | Beijing Tianqing Power International CDM Consulting + Caspervandertak Consulting + Enecore carbon Ltd | Large | 30 | 11.6 | 7 renewable | 82.742 | 2007-03-06 | 2011-12-02 | 2012-01-02 | Registered: 03/02/11 | NC | ACM0002 ver. 6 | NO | YES | Grid-connected power from other sources | Asia Pacific | [18 empty] | Germany |  |  | Active
2063 | Yunnan Longchuan Nanwanhe 2nd Level Hydropower Station | New Dam/'Run of the River' | China | Germany (RWE Power AG) | Registered | TÜV-SÜD | Beijing Tianqing Power International CDM Consulting + Caspervandertak Consulting + Enecore carbon Ltd | Large | 20 | - | 7 renewable | 78.131 | 2007-03-06 | 2012-12-02 | 2013-01-02 | Registered: 16/02/09 | NC | ACM0002 ver. 6 | NO | NO | Grid-connected power from other sources | Asia Pacific | [18 empty] | Germany |  |  | Active
1433 | Hubei Xuan’en Dongping Hydropower Station | New Dam | China | Germany (RWE Power AG) | Registered | TÜV-SÜD | Beijing Tianqing Power International CDM Consulting + Caspervandertak Consulting + Enecore carbon Ltd | Large | 110 | 13.5 | 7 renewable | 299.731 | 2007-03-06 | 2010-01-02 | 2011-07-02 | Registered: 13/04/08 | NC | ACM0002 ver. 6 | NO | YES | Grid-connected power from other sources | Asia Pacific | 732.065 | 2009-01-23 | 136.994 | 2009-12-30 | 170.748 | 2010-05-26 | 56.815 | 2011-01-27 | 95.217 | 2011-04-15 | 154.855 | 2012-03-30 | 117.436 |  |  |  |  | TÜV-NORD | Germany |  |  | Active
1507 | Yunnan Dehong Longchuan Bienaihe 1st and 2nd Level Hydropower Stations, China + | New Dam/'Run of the River' | China | Germany (RWE Power AG) | Registered | TÜV-SÜD | Beijing Tianqing Power International CDM Consulting + Caspervandertak Consulting + Enecore carbon Ltd | Small | 10.5 | - | 7 renewable | 34.908 | 2007-03-06 | 2011-06-02 | 2011-07-02 | Registered: 25/06/08 | NC | ACM0002 ver. 6 | NO | NO | Grid-connected power from other sources | Asia Pacific | 90.574 | 2010-02-01 | 29.406 | 2011-01-04 | 23.363 | 2011-12-12 | 37.805 | [10 empty] | TÜV-NORD | Germany |  |  | Active
1517 | Guizhou Shuicheng Jinshizi Hydropower Station | New Dam | China | Germany (RWE Power AG) | Registered | TÜV-SÜD | Beijing Tianqing Power International CDM Consulting + Caspervandertak Consulting + Enecore carbon Ltd | Large | 20 | 21.05 | 7 renewable | 59.554 | 2007-03-06 | 2011-02-02 | 2011-07-02 | Registered: 26/06/08 | NC | ACM0002 ver. 6 | NO | NO | Grid-connected power from other sources | Asia Pacific | 205.254 | 2010-02-01 | 80.414 | 2011-04-12 | 71.34 | 2012-01-19 | 53.5 | [10 empty] | TÜV-NORD | Germany |  |  | Active
1275 | Hua'an Xipi Hydropower Project + | New Dam/'Run of the River' | China | Japan (Marubeni Corporation) | Registered | Japan Consulting Institute | Shanghai JEC Environmental Consultant Co., Ltd | Large | 44 | 24 | 7 renewable | 139.873 | 2007-03-03 | 2011-07-02 | 2011-07-02 | Registered: 16/01/08 | NC | ACM0002 ver. 6 | NO | YES | Grid-connected power from other sources | Asia Pacific | 403.756 | 2011-01-18 | 126.807 | 2011-04-01 | 160.788 | 2012-01-06 | 116.161 | [10 empty] | JACO | Japan |  |  | Active
1477 | Liujiashan 10 MW Small Hydropower Project in Jiangxi Province + | New Dam | China | Sweden (EcoSecurities) | Registered | DNV | Cleanergy Investment Service (Beijing) Co., Ltd | Small | 10 | 10.3 | 7 renewable | 23.696 | 2007-03-03 | 2011-07-02 | 2011-07-02 | Registered: 10/04/08 | NC | AMS.ID ver. 10 | NO | NO | Grid-connected power from other sources | Asia Pacific | 22.764 | 2011-04-01 | 22.764 | [14 empty] | DNV | Sweden |  |  | Active
1513 | 14 MW Bundled Small Hydropower Project in Xiping and Puhe + | New Dam | China | Sweden (EcoSecurities) | Registered | DNV | Cleanergy Investment Service (Beijing) Co., Ltd | Small | 14 | 26.8 & 21.79 & 12.2 | 7 renewable | 39.662 | 2007-03-03 | 2011-05-02 | 2011-05-02 | Registered: 12/09/08 | NC | ACM0002 ver. 6 | NO | NO | Grid-connected power from other sources | Asia Pacific | 49.51 | 2011-03-28 | 14.79 | 2012-05-29 | 34.72 | [12 empty] | BV Cert | Sweden |  |  | Active
1538 | Douhuang 12.6 MW Small Hydropower Project + | New Dam | China | UK (EcoSecurities) | Registered | DNV | Cleanergy Investment Service (Beijing) Co., Ltd | Small | 12.6 | 27.57 | 7 renewable | 39.607 | 2007-03-03 | 2012-01-02 | 2012-01-02 | Registered: 04/05/08 | NC | AMS.ID ver. 10 | NO | NO | Grid-connected power from other sources | Asia Pacific | [18 empty] | UK |  |  | Active
3377 | Yunnan Maguan Tongguo Hydropower Station | New Dam/'Run of the River' | China | Germany (RWE Power AG) | Registered | TÜV-SÜD | Beijing Tianqing Power International CDM Consulting + Caspervandertak Consulting | Large | 16 | - | 7 renewable | 45.305 | 2007-03-03 | 2011-12-02 | 2012-01-02 | Registered: 04/10/10 | NC | ACM0002 ver. 6 | NO | NO | Grid-connected power from other sources | Asia Pacific | [18 empty] | Germany |  |  | Active
2142 | Longyou 18 MW Hydropower Project in Zhejiang Province | New Dam | China | Netherlands (China Carbon N.V.) | Registered | DNV | Cleanergy Investment Service (Beijing) Co., Ltd | Large | 18 | 5.14 | 7 renewable | 52.222 | 2007-03-03 | 2011-07-02 | 2011-07-02 | Registered: 12/08/09 | NC | ACM0002 ver. 6 | NO | NO | Grid-connected power from other sources | Asia Pacific | 124.415 | 2011-01-13 | 37.885 | 2012-02-17 | 86.53 | [12 empty] | BV Cert | Netherlands |  |  | Active
1485 | Lishiluo Erji 6.4MW Small Hydropower Project in Yunnan Province | New Dam | China | Sweden (CAMS) | Registered | DNV | Cleanergy Investment Service (Beijing) Co., Ltd | Small | 6.4 | 1600 | 7 renewable | 17.124 | 2007-03-03 | 2011-08-02 | 2011-08-02 | Registered: 12/06/08 | NC | AMS.ID ver. 10 | NO | NO | Grid-connected power from other sources | Asia Pacific | 51.905 | 2009-12-02 | 18.008 | 2011-01-04 | 15.458 | 2012-03-28 | 18.439 | [10 empty] | DNV | Sweden |  |  | Active
1496 | Pihe 9.6MW Small Hydropower Project in Yunnan Province + | New Dam/'Run of the River' | China | Sweden (CAMS) | Registered | DNV | Cleanergy Investment Service (Beijing) Co., Ltd | Small | 9.6 | - | 7 renewable | 32.177 | 2007-03-03 | 2011-05-02 | 2011-05-02 | Registered: 12/06/08 | NC | AMS.ID ver. 10 | NO | NO | Grid-connected power from other sources | Asia Pacific | 88.192 | 2009-12-02 | 32.259 | 2011-01-07 | 22.227 | 2012-04-10 | 33.706 | [10 empty] | DNV | Sweden |  |  | Active
2380 | Salto Small Hydro Power Plant Project – A Brascan Energética S/A Project Activity+ | New Dam | Brazil | - | Withdrawn | SGS | Ecoinvest | Large | 19 | 24.05 | 7 renewable | 217.896 | 2007-03-02 | 2009-12-02 | 2013-07-02 | Withdrawn: 03/08/09 | A, B, O | ACM0002 ver. 7 | NO | NO | Grid-connected power from other sources | Latin America | [18 empty] | - | Netherlands |  | Inactive
1590 | China Tongwan Hydropower Project | New Dam | China | Sweden + Netherlands (CAMS) | Registered | TÜV-SÜD | Hunan CDM Project Service Center | Large | 180 | 15 | 7 renewable | 593.389 | 2007-03-02 | 2009-03-02 | 2012-01-02 | Registered: 30/10/08 | NC | ACM0002 ver. 6 | NO | YES | Grid-connected power from other sources | Asia Pacific | 1384.942 | 2009-08-21 | 84.842 | 2009-12-23 | 450.576 | 2010-10-15 | 120.547 | 2010-12-22 | 220.549 | 2011-08-04 | 364.264 | 2011-11-17 | 144.164 |  |  |  |  | TÜV-NORD | Sweden | Netherlands |  | Active
1264 | Sandaowan Hydropower Project in Gansu Province, P.R. China | New Dam/'Run of the River' | China | - | Registered | DNV | Institute of Nuclear and New Energy Technology, Tsinghua University | Large | 112 | 279 | 7 renewable | 313.273 | 2007-02-27 | 2010-07-02 | 2011-07-02 | Registered: 01/02/08 | NC | ACM0002 ver. 6 | NO | YES | Grid-connected power from other sources | Asia Pacific | 475.577 | 2011-02-21 | 195.601 | 2011-08-04 | 279.976 | [12 empty] | TÜV-NORD | - |  |  | Active
1836 | Poechos II Hydropower Plant | Existing Dam | Peru | Spain (AHL Carbono) | Registered | DNV | AHL Carbono S.L | Small | 10 | - | 7 renewable | 23.437 | 2007-02-27 | 2011-02-02 | 2012-09-02 | Registered: 24/11/08 | NC | ACM0002 ver. 6 | NO | NO | Grid-connected power from other sources | Latin America | [18 empty] | Spain |  |  | Active
1298 | San José del Tambo Hydroelectric Project + | New Dam/'Run of the River' | Ecuador | - | Registered | TÜV-SÜD | Terrambiente Consultores Cía. Ltda | Small | 7.8 | - | 7 renewable | 30.604 | 2007-02-24 | 2012-01-02 | 2012-01-02 | Registered: 01/02/08 | NC | AMS.ID ver. 10 | NO | NO | Grid-connected power from other sources | Latin America | [18 empty] | - |  |  | Active
1539 | Liyutang small Hydropower project + | New Dam/'Run of the River' | China | Sweden (Ecosecurities) | Registered | DNV | Ecosecurities | Small | 15 | - | 7 renewable | 42.661 | 2007-02-24 | 2012-01-02 | 2012-01-02 | Registered: 09/07/08 | NC | AMS.ID ver. 10 | NO | NO | Grid-connected power from other sources | Asia Pacific | 54.887 | 2011-12-27 | 54.887 | [14 empty] | DNV | Sweden |  |  | Active
1575 | Kadamane Mini Hydel Scheme- 1 (KMHS- 1) | New Dam/'Run of the River' | India | - | Registered | SGS | Paschim Hydro Energy Private Ltd- | Small | 9 | - | 7 renewable | 32.454 | 2007-02-23 | 2009-03-02 | 2011-05-02 | Registered: 23/05/08 | NC | AMS.ID ver. 10 | NO | NO | Grid-connected power from other sources | Asia Pacific | 89.376 | 2010-06-16 | 20.757 | 2011-08-04 | 23.534 | 2011-10-04 | 21.688 | 2012-04-12 | 23.397 | [8 empty] | TÜV-SÜD | - |  |  | Active
1408 | Maoshaping Hydro Power Project + | New Dam/'Run of the River' | China | UK (Ecosecurities) | Registered | DNV | Ecosecurities | Small | 7.5 | - | 7 renewable | 30.961 | 2007-02-21 | 2011-03-02 | 2011-03-02 | Registered: 11/01/08 | NC | AMS.ID ver. 10 | NO | NO | Grid-connected power from other sources | Asia Pacific | 60.33 | 2009-07-27 | 25.825 | 2011-01-20 | 34.505 | [12 empty] | SGS | UK |  |  | Active
2789 | China Chalinhe Hydropower Project | New Dam/'Run of the River' | China | Sweden (CAMS) | Registered | TÜV-NORD | Hunan CDM Project Service Center | Large | 54 | 12.86 | 7 renewable | 233.635 | 2007-02-20 | 2007-08-02 | 2011-05-02 | Registered: 25/02/10 | NC | ACM0002 ver. 6 | NO | YES | Grid-connected power from other sources | Asia Pacific | 194.448 | 2011-01-19 | 80.259 | 2011-09-08 | 114.189 | [12 empty] | ERM | Sweden |  |  | Active
1367 | China Changniping Hydropower Project | New Dam | China | Sweden + Switzerland (CAMS) | Registered | TÜV-SÜD | Hunan CDM Project Service Center | Large | 20 | 10.7 | 7 renewable | 76.061 | 2007-02-20 | 2009-09-02 | 2011-05-02 | Registered: 16/06/08 | NC | ACM0002 ver. 6 | NO | NO | Grid-connected power from other sources | Asia Pacific | 118.151 | 2009-12-17 | 18.539 | 2009-12-23 | 61.524 | 2011-11-24 | 38.088 | [10 empty] | TÜV-NORD | Sweden | Switzerland |  | Active
1567 | Furong-Hongguang Small Hydropower Project, Shaanxi Province + | New Dam/'Run of the River' | China | Sweden (CAMS) | Registered | DNV | College of Environmental Science and Engineering, Hunan University | Small | 6.4 | - | 7 renewable | 21.626 | 2007-02-16 | 2010-05-02 | 2012-10-02 | Registered: 04/08/09 | NC | AMS.ID ver. 13 | NO | NO | Grid-connected power from other sources | Asia Pacific | [18 empty] | Sweden |  |  | Active
1322 | Sichuan Banzigou Small Hydropower Project, P.R. China + | New Dam/'Run of the River' | China | Sweden (CAMS) | Registered | DNV | College of Environmental Science and Engineering, Hunan University | Small | 11.4 | - | 7 renewable | 46.29 | 2007-02-15 | 2012-07-02 | 2012-07-02 | Registered: 03/12/07 | NC | AMS.ID ver. 10 | NO | NO | Grid-connected power from other sources | Asia Pacific | [18 empty] | Sweden |  |  | Active
1843 | Primavera Small Hydroelectric Project | New Dam | Brazil | Netherlands (Ecosecurities) | Registered | SGS | Ecosecurities | Large | 18.2 | 5 | 10 fixed | 94.309 | 2007-02-15 | 2006-06-02 | 2011-07-02 | Registered: 20/10/08 | NC | ACM0002 ver. 6 | NO | NO | Grid-connected power from other sources | Latin America | 193.799 | 2011-03-16 | 73.661 | 2011-09-08 | 60.839 | 2012-03-20 | 59.299 | [10 empty] | DNV | Netherlands |  |  | Active
NYA | Baruíto Hydroelectric Project | New Dam | Brazil | UK (Ecosecurities) | Validation terminated | SGS | Ecosecurities | Large | 18 | 18.75 | 7 renewable | 34.483 | 2007-02-15 | 2004-11-02 | 2011-10-02 | Open for comment: 15/02/07 - 16/03/07 | NC | ACM0002 ver. 6 | NO | NO | Grid-connected power from other sources | Latin America | [18 empty] | UK |  |  | Inactive
2177 | Pingwu Huangyanghe Stage I Small Hydropower Project + | New Dam/'Run of the River' | China | Netherlands (CAMS) | Registered | DNV | Hunan University | Small | 6.4 | - | 7 renewable | 31.928 | 2007-02-15 | 2008-06-02 | 2012-11-02 | Registered: 16/05/09 | NC | AMS.ID ver. 13 | NO | NO | Grid-connected power from other sources | Asia Pacific | 27.134 | 2012-02-08 | 27.134 | [14 empty] | TÜV-NORD | Netherlands |  |  | Active
1451 | Yunnan Lazhai Hydropower Project | New Dam/'Run of the River' | China | Spain (Endesa Generación S.A.) | Registered | DNV | Easy Carbon Consultancy Co. Ltd | Large | 120 | 137 | 7 renewable | 456.17 | 2007-02-15 | 2012-03-02 | 2012-03-02 | Registered: 02/05/08 | NC | ACM0002 ver. 6 | NO | YES | Grid-connected power from other sources | Asia Pacific | 902.423 | 2009-05-06 | 179.526 | 2010-08-27 | 315.393 | 2011-08-22 | 407.504 | [10 empty] | SGS | Spain |  |  | Active
1474 | Qinghai Qinggangxia 43.8MW Hydropower Project | New Dam/'Run of the River' | China | Sweden + Netherlands (CAMS) | Registered | DNV | CDM Project Development Office of CPCEC | Large | 43.8 | 14.5 | 7 renewable | 147.982 | 2007-02-15 | 2011-07-02 | 2011-07-02 | Registered: 23/06/08 | NC | ACM0002 ver. 6 | NO | YES | Grid-connected power from other sources | Asia Pacific | 321.416 | 2008-12-29 | 44.39 | 2009-05-06 | 43.383 | 2010-01-28 | 110.284 | 2011-01-20 | 123.359 | [8 empty] | SGS | Sweden | Netherlands |  | Active
1511 | Yunnan Zemahe 15MW Small Hydropower Project, P. R. China + | New Dam/'Run of the River' | China | Sweden (CAMS) | Registered | DNV | College of Environmental Science and Engineering, Hunan University | Small | 15 | - | 7 renewable | 60.275 | 2007-02-15 | 2011-10-02 | 2011-10-02 | Registered: 30/06/08 | NC | AMS.ID ver. 10 | NO | NO | Grid-connected power from other sources | Asia Pacific | 94.461 | 2010-04-07 | 56.944 | 2011-03-25 | 37.517 | [12 empty] | DNV | Sweden |  |  | Active
NYA | Picada Run-of-river Hydropower Plant CDM Project Activity | New Dam/'Run of the River' | Brazil | - | Validation terminated | TÜV-SÜD | Ecoinvest Carbon Brasil Ltda | Large | 50 | 45.45 | 7 renewable | 61.755 | 2007-02-14 | 2011-10-02 | 2011-10-02 | Open for comment: 14/02/07 - 15/03/07 |  | ACM0002 ver. 6 | NO | YES | Grid-connected power from other sources | Latin America | [18 empty] | - |  |  | Inactive
1526 | Saldanha Small Hydroelectric Project + | New Dam/'Run of the River' | Brazil | Netherlands (EcoSecurities) | Registered | DNV | EcoSecurities | Small | 5 | - | 10 fixed | 27.971 | 2007-02-10 | 2008-04-02 | 2012-05-02 | Registered: 16/03/09 | NC | AMS.ID ver. 13 | NO | NO | Grid-connected power from other sources | Latin America | 66.264 | 2011-07-27 | 40.226 | 2011-11-18 | 26.038 | [12 empty] | DNV | Netherlands |  |  | Active
1425 | Qinghai Dongxuerji 8 MW Hydropower Project | New Dam/'Run of the River' | China | - | Registered | DNV | CDM Project Development Office at CPCEC | Small | 8 | 34 | 7 renewable | 31.85 | 2007-02-09 | 2011-07-02 | 2011-07-02 | Registered: 16/02/08 | NC | AMS.ID ver. 10 | NO | NO | Grid-connected power from other sources | Asia Pacific | 106.913 | 2009-07-10 | 25.778 | 2010-03-11 | 20.788 | 2011-01-31 | 31.076 | 2012-01-20 | 29.271 | [8 empty] | SGS | - |  |  | Active
1251 | “Neora Hydro Limited (NHL)” at Sakam Basti village, Darjeeling district, West Bengal,India + | New Dam/'Run of the River' | India | - | Registered | SGS | Neora Hydro Limited | Small | 3 | - | 10 fixed | 12.596 | 2007-02-03 | 2008-01-02 | 2011-06-02 | Registered: 09/09/07 | NC | AMS.ID ver. 10 | NO | NO | Grid-connected power from other sources | Asia Pacific | 7.666 | 2011-01-12 | 7.666 | [14 empty] | SGS | - |  |  | Active
1333 | Zhongzhou 16.5 MW Hydropower Project | New Dam/'Run of the River' | China | Sweden (CAMS) | Registered | TÜV-SÜD | Tuttle International Co., Ltd | Large | 16.5 | - | 7 renewable | 50.662 | 2007-02-02 | 2011-08-02 | 2011-09-02 | Registered: 17/06/08 | NC | ACM0002 ver. 6 | NO | NO | Grid-connected power from other sources | Asia Pacific | [18 empty] | Sweden |  |  | Active
NYA | Yongkang Small Scale Hydropower Project | New Dam/'Run of the River' | China | UK (Sindicatum Carbon Capital International) | Validation terminated | TÜV-SÜD | Sindicatum Carbon Capital Ltd | Small | 12 | 1200 | 7 renewable | 38.844 | 2007-02-02 | 2010-06-02 | 2012-03-02 | Open for comment: 02/02/07 - 03/03/07 |  | AMS.ID ver. 10 | NO | NO | Grid-connected power from other sources | Asia Pacific | [18 empty] | UK |  |  | Inactive
NYA | Malinghe Hydropower Project | New Dam | China | UK (Sindicatum Carbon Capital International) | Validation terminated | TÜV-SÜD | Sindicatum Carbon Capital Ltd | Large | 45 | 358.5 | 7 renewable | 159.636 | 2007-02-01 | 2012-04-02 | 2013-03-02 | Open for comment: 01/02/07 - 02/03/07 |  | ACM0002 ver. 6 | NO | YES | Grid-connected power from other sources | Asia Pacific | [18 empty] | UK |  |  | Inactive
NYA | Nahuihe Hydropower Project | New Dam | China | UK (Sindicatum Carbon Capital International) | Validation terminated | TÜV-SÜD | Sindicatum Carbon Capital Ltd | Large | 19.5 | - | 7 renewable | 46.608 | 2007-02-01 | 2009-03-02 | 2011-06-02 | Open for comment: 01/02/07 - 02/03/07 |  | ACM0002 ver. 6 | NO | NO | Grid-connected power from other sources | Asia Pacific | [18 empty] | UK |  |  | Inactive
NYA | Dahua Hydropower Project | New Dam | China | UK (Sindicatum Carbon Capital International) | At validation | TÜV-SÜD | Sindicatum Carbon Capital Ltd | Large | 200 | 25.32 | 7 renewable | 570.225 | 2007-02-01 | 2009-03-02 | 2011-05-02 | Open for comment: 01/02/07 - 02/03/07 |  | ACM0002 ver. 6 | NO | YES | Grid-connected power from other sources | Asia Pacific | [18 empty] | UK |  |  | Active
1190 | Pingwu Renjiaba 12.6 MW Small Hydropower Project, P.R.China + | New Dam/'Run of the River' | China | Sweden (CAMS) | Registered | DNV | College of Environmental Science and Engineering, Hunan University | Small | 12.6 | - | 7 renewable | 73.155 | 2007-01-30 | 2011-07-02 | 2011-07-02 | Registered: 17/09/07 | NC | AMS.ID ver. 10 | NO | NO | Grid-connected power from other sources | Asia Pacific | 239.379 | 2008-12-12 | 50.302 | 2010-01-15 | 65.398 | 2011-02-03 | 62.278 | 2011-12-30 | 61.401 | [8 empty] | TÜV-NORD | Sweden |  |  | Active
1467 | Qinghai Jinshaxia 70 MW Hydropower project | New Dam/'Run of the River' | China | Sweden + Netherlands (CAMS) | Registered | DNV | CDM Project Development Office at CPCEC | Large | 70 | 187 | 7 renewable | 208.345 | 2007-01-30 | 2011-07-02 | 2011-07-02 | Registered: 05/05/08 | NC | ACM0002 ver. 6 | NO | YES | Grid-connected power from other sources | Asia Pacific | 739.015 | 2008-12-29 | 90.245 | 2009-10-16 | 58.604 | 2010-02-04 | 152.358 | 2011-01-28 | 218.914 | 2012-01-25 | 218.894 | [6 empty] | SGS | Sweden | Netherlands |  | Active
2191 | Guangdong Mafang Hydropower Project | New Dam/'Run of the River' | China | Netherlands (Energy Systems International B.V.) | Registered | DNV | Millennium Capital Services | Large | 20 | - | 7 renewable | 36.394 | 2007-01-26 | 2006-12-02 | 2011-07-02 | Registered: 03/03/09 | NC | ACM0002 ver. 6 | NO | NO | Grid-connected power from other sources | Asia Pacific | 34.516 | 2010-10-07 | 34.516 | [14 empty] | SGS | Netherlands |  |  | Active
2236 | Yunnan Dujiacun Small Hydropower Project + | New Dam/'Run of the River' | China | Netherlands (Energy Systems International B.V.) | Registered | DNV | Millennium Capital Services | Small | 12.6 | - | 7 renewable | 43.924 | 2007-01-26 | 2009-06-02 | 2012-08-02 | Registered: 22/01/09 | NC | AMS.ID ver. 13 | NO | NO | Grid-connected power from other sources | Asia Pacific | [18 empty] | Netherlands |  |  | Active
1365 | China Guanmenyan Hydropower Project | New Dam/'Run of the River' | China | Sweden (CAMS) | Registered | TÜV-SÜD | College of Energy Science and Technology, Central South University+ Hunan CDM Project Service Center | Large | 33 | 13.2 | 7 renewable | 84.864 | 2007-01-23 | 2011-03-02 | 2011-03-02 | Registered: 01/02/08 | NC | ACM0002 ver. 6 | NO | YES | Grid-connected power from other sources | Asia Pacific | 314.647 | 2008-12-05 | 61.385 | 2009-12-30 | 99.245 | 2010-12-29 | 56.775 | 2012-01-06 | 97.242 | [8 empty] | TÜV-NORD | Sweden |  |  | Active
NYA | Gatambe Small Hydropower Project (SHP) + | New Dam/'Run of the River' | Sri Lanka | Denmark (IBRD) | Validation terminated | DNV | ICF International | Small | 12 | - | 10 fixed | 34.386 | 2007-01-19 | 2010-12-02 | 2011-10-02 | Open for comment: 19/01/07 - 17/02/07 |  | AMS.ID ver. 9 | NO | NO | Grid-connected power from other sources | Asia Pacific | [18 empty] | Denmark |  |  | Inactive
1432 | Ganluo Kaijianqiao Hydropower Project, P.R.China | New Dam/'Run of the River' | China | Sweden (CAMS) | Registered | DNV | College of Energy Science and Technology, Central South University+ Hunan CDM Project Service Center | Large | 52.5 | - | 7 renewable | 214.749 | 2007-01-19 | 2011-07-02 | 2011-07-02 | Registered: 16/07/08 | NC | ACM0002 ver. 6 | NO | YES | Grid-connected power from other sources | Asia Pacific | 617.276 | 2009-11-24 | 162.501 | 2009-12-30 | 109.257 | 2010-04-29 | 47.349 | 2010-12-28 | 113.549 | 2011-07-20 | 184.62 | [6 empty] | TÜV-NORD | Sweden |  |  | Active
NYA | Salto Santo Antonio Small Hidro Power Plant Project (JUN 1028), Brazil + | New Dam | Brazil | - | Validation terminated | SGS | Carbotrader | Small | 6.7 | 134.8 | 7 renewable | 8.506 | 2007-01-18 | 2011-07-02 | 2011-07-02 | Open for comment: 18/01/07 - 16/02/07 |  | AMS.ID ver. 10 | NO | NO | Grid-connected power from other sources | Latin America | [18 empty] | - |  |  | Inactive
1136 | Gansu Zhouqu Shimenping 15 MW Hydropower Station Project + | New Dam/'Run of the River' | China | UK (Trading Emissions PLC) | Registered | DNV | Caspervandertak Consulting + Gansu Tonghe Investment Project Consulting Co., Ltd | Small | 15 | 300 | 7 renewable | 66.817 | 2007-01-17 | 2009-04-02 | 2011-03-02 | Registered: 23/07/07 | NC | AMS.ID ver. 9 | NO | NO | Grid-connected power from other sources | Asia Pacific | 202.944 | 2009-01-06 | 19.582 | 2009-07-10 | 46.96 | 2010-03-08 | 43.62 | 2011-03-17 | 48.083 | 2012-02-01 | 44.699 | [6 empty] | TÜV-SÜD | UK |  |  | Active
2001 | Zhongfang County Pailou hydro Project, China | New Dam/'Run of the River' | China | Austria (Kommunalkredit Public Consulting Gmb) | Registered | TÜV-NORD | Hunan CDM Project Service Center | Large | 18.9 | 5.32 | 7 renewable | 68.535 | 2007-01-13 | 2007-10-02 | 2011-03-02 | Registered: 13/05/09 | NC | ACM0002 ver. 6 | NO | NO | Grid-connected power from other sources | Asia Pacific | 118.646 | 2011-01-21 | 36.8 | 2012-03-02 | 81.846 | [12 empty] | TÜV-Rheinland | Austria |  |  | Active
1523 | Daguan Hongshayan 9.6 MW Small Hydropower Project in Yunnan Province, P.R.China + | New Dam/'Run of the River' | China | Switzerland (Atmoguard) | Registered | DNV | College of Energy Science and Technology, Central South University+ Hunan CDM Project Service Center | Small | 9.6 | - | 7 renewable | 37.942 | 2007-01-12 | 2011-11-02 | 2011-11-02 | Registered: 17/06/08 | NC | ACM0002 ver. 6 AMS.ID ver. 10 | NO | NO | Grid-connected power from other sources | Asia Pacific | 53.159 | 2011-09-07 | 53.159 | [14 empty] | TÜV-NORD | Switzerland |  |  | Active
1533 | Daguan Linguanyan Small Hydropower Project in Yunnan Province, P.R.China + | New Dam/'Run of the River' | China | Switzerland (Atmoguard) | Registered | DNV | College of Energy Science and Technology, Central South University+ Hunan CDM Project Service Center | Small | 9.6 | - | 7 renewable | 36.979 | 2007-01-12 | 2011-07-02 | 2011-07-02 | Registered: 21/03/08 | NC | ACM0002 ver. 6 AMS.ID ver. 10 | NO | NO | Grid-connected power from other sources | Asia Pacific | 62.859 | 2010-04-28 | 23.346 | 2011-07-14 | 39.513 | [12 empty] | TÜV-SÜD | Switzerland |  |  | Active
1253 | Baragran Hydro Electric Project, 3.0 MW (being expanded to 4.9 MW) | New Dam/'Run of the River' | India | - | Registered | SGS | J.M. EnviroNet (P) Ltd | Small | 4.9 | - | 7 renewable | 20.227 | 2007-01-09 | 2008-08-02 | 2011-06-02 | Registered: 29/10/08 | NC | AMS.ID ver. 10 | NO | NO | Grid-connected power from other sources | Asia Pacific | 44.331 | 2011-01-14 | 20.462 | 2011-11-04 | 23.869 | [12 empty] | SGS | - |  |  | Active
1321 | Baxianyuan 27 MW Hydropower Project | New Dam/'Run of the River' | China | Netherlands (Energy Systems International B.V.) | Registered | Bureau Veritas Certification Holding SAS | Millennium Capital Services | Large | 27 | - | 7 renewable | 79.483 | 2007-01-05 | 2011-06-02 | 2011-06-02 | Registered: 01/02/08 | NC | ACM0002 ver. 6 | NO | YES | Grid-connected power from other sources | Asia Pacific | [18 empty] | Netherlands |  |  | Active
1345 | 24.75 MW Ranganathaswamy Mini Hydel Project, Karnataka, India | New Dam/'Run of the River' | India | - | Registered | TÜV-NORD | Zenith Corporate Services | Large | 24.75 | - | 10 fixed | 61.973 | 2007-01-04 | 2008-09-02 | 2011-05-02 | Registered: 18/06/08 | NC | ACM0002 ver. 6 | NO | YES | Grid-connected power from other sources | Asia Pacific | [18 empty] | - |  |  | Active
1607 | Hubei Xiakou Hydropower Project of Nanzhang County, Xiangfan City, Hubei Province, P.R. China | New Dam | China | Netherlands (Arreon Carbon Ltd) | Registered | TÜV-SÜD | Arreon Carbon UK Ltd. + Hubei Province Nanzhang Xiakou Power Co. Ltd | Large | 30 | 6.7 | 7 renewable | 62.819 | 2006-12-21 | 2009-11-02 | 2011-01-02 | Registered: 24/10/08 | NC | ACM0002 ver. 6 | NO | YES | Grid-connected power from other sources | Asia Pacific | 95.262 | 2010-08-13 | 43.367 | 2011-05-12 | 51.895 | [12 empty] | TÜV-NORD | Netherlands |  |  | Active
NYA | Dazhou Luojiangkou Hydroelectric Project | New Dam | China | - | Validation terminated | TÜV-Rheinland | Azure International | Large | 50.4 | 41.83 | 7 renewable | 186.235 | 2006-12-18 | 2011-02-02 | 2011-05-02 | Open for comment: 18/12/06 - 16/01/07 |  | ACM0002 ver. 6 | NO | YES | Grid-connected power from other sources | Asia Pacific | [18 empty] | - |  |  | Inactive
1103 | Manasi River Stage I Hydropower Project of Hongshanzui Hydropower Plant, Xinjiang Tianfu Thermoelectric Co., Ltd | New Dam/'Run of the River' | China | Japan (Tokyo Electric Power Company) | Registered | TÜV-SÜD | Beijing Changjiang River International Holding | Large | 50 | - | 7 renewable | 158.391 | 2006-12-14 | 2011-05-02 | 2011-05-02 | Registered: 14/09/07 | NC | ACM0002 ver. 6 | NO | YES | Grid-connected power from other sources | Asia Pacific | 500.226 | 2008-06-16 | 39.225 | 2009-06-08 | 155.975 | 2010-10-21 | 151.796 | 2011-08-04 | 153.23 | [8 empty] | BV Cert | Japan |  |  | Active
1125 | Nandong 12MW Hydro Power Project in Guizhou Province, China | New Dam/'Run of the River' | China | UK | Registered | TÜV-SÜD | Beijing Haohua Rivers International Water Engineering Consulting Co., Ltd | Small | 12 | - | 7 renewable | 33.005 | 2006-12-12 | 2011-01-02 | 2011-01-02 | Registered: 14/07/07 | NC | AMS.ID ver. 9 | NO | NO | Grid-connected power from other sources | Asia Pacific | [18 empty] | UK |  |  | Active
1193 | Yangjiawan 9MW Hydro Power Project in Guizhou Province, China | New Dam/'Run of the River' | China | - | Registered | TÜV-SÜD | Beijing Haohua Rivers International Water Engineering Consulting Co., Ltd | Small | 9 | - | 7 renewable | 27.994 | 2006-12-12 | 2011-01-02 | 2011-01-02 | Registered: 30/09/07 | NC | AMS.ID ver. 9 | NO | NO | Grid-connected power from other sources | Asia Pacific | 44.508 | 2010-09-08 | 15.738 | 2011-04-20 | 28.77 | [12 empty] | SGS | - |  |  | Active
1452 | Matan 7MW Hydro Power Project in Guizhou Province, China | New Dam/'Run of the River' | China | UK | Registered | TÜV-SÜD | Beijing Haohua Rivers International Water Engineering Consulting Co., Ltd | Small | 7 | - | 7 renewable | 20.567 | 2006-12-12 | 2011-01-02 | 2011-01-02 | Registered: 12/09/08 | NC | AMS.ID ver. 9 | NO | NO | Grid-connected power from other sources | Asia Pacific | 20.863 | 2012-03-09 | 20.863 | [14 empty] | China Classification Society Certification Company | UK |  |  | Active
NYA | Gansu Huangshui River Ping_an 10MW Small Hydro Power Project | New Dam/'Run of the River' | China | Netherlands (Energy Systems International B.V.) | Validation terminated | DNV | Millennium Capital Services | Small | 10 | - | 7 renewable | 43.438 | 2006-12-12 | 2012-05-02 | 2012-05-02 | Open for comment: 12/12/06 - 10/01/07 |  | AMS.ID ver. 9 | NO | NO | Grid-connected power from other sources | Asia Pacific | [18 empty] | Netherlands |  |  | Inactive
1941 | Langxiang 30MW Hydro Power Project in Guizhou Province, China | New Dam/'Run of the River' | China | - | Withdrawn | TÜV-SÜD | Beijing Haohua Rivers International Water Engineering Consulting Co., Ltd | Large | 30 | 115.8 | 7 renewable | 92.01 | 2006-12-12 | 2011-01-02 | 2011-01-02 | Negative validation report, Withdrawn: 25/02/09 | NC | ACM0002 ver. 6 | NO | YES | Grid-connected power from other sources | Asia Pacific | [18 empty] | - |  |  | Inactive
2698 | 10 MW bundled Luni–III & Luni–II hydroelectric projects for a grid system at Sri Sai Krishna Hydro Energies Private Limited in Kangra District, Himachal Pradesh + | New Dam/'Run of the River' | India | - | Registered | SGS | Zenith Energy Services | Small | 10 | - | 10 fixed | 32.658 | 2006-12-12 | 2010-03-02 | 2012-09-02 | Registered: 12/02/10 | NC | AMS.ID ver. 13 | NO | NO | Grid-connected power from other sources | Asia Pacific | [18 empty] | - |  |  | Active
NYA | 29MW Mai Di He Hydroelectric Power Plant | New Dam/'Run of the River' | China | Switzerland (Factor Consulting) | Validation negative | SGS | Factor Consulting+Management AG | Large | 29 | - | 10 fixed | 101.8 | 2006-12-09 | 2012-01-02 | 2012-01-02 | Open for comment: 09/12/06 - 07/01/07 |  | ACM0002 ver. 6 | NO | YES | Grid-connected power from other sources | Asia Pacific | [18 empty] | Switzerland |  |  | Inactive
1486 | Luojiaohe 20MW Hydro Power Project in Guizhou Province China | New Dam | China | Germany (KfW) | Registered | DNV | Beijing Haohua Rivers International Water Engineering Consulting Co., Ltd | Large | 20 | 14.2 | 7 renewable | 52.091 | 2006-12-08 | 2011-01-02 | 2011-01-02 | Registered: 28/05/08 | NC | ACM0002 ver. 6 | NO | NO | Grid-connected power from other sources | Asia Pacific | 86.558 | 2011-04-28 | 45.226 | 2011-10-10 | 41.332 | [12 empty] | SGS | Germany |  |  | Active
1875 | Sanchawan 32MW Hydro Power Project in Guizhou Province China | New Dam/'Run of the River' | China | Netherlands (MGM Carbon Portfolio) | Registered | DNV | Beijing Haohua Rivers International Water Engineering Consulting Co., Ltd | Large | 32 | - | 7 renewable | 118.469 | 2006-12-08 | 2011-01-02 | 2011-01-02 | Registered: 27/10/08 | NC | ACM0002 ver. 6 | NO | YES | Grid-connected power from other sources | Asia Pacific | 195.155 | 2010-05-21 | 133.841 | 2011-01-26 | 61.314 | [12 empty] | SGS | Netherlands |  |  | Active
2178 | Wengyuan 20MW Hydro Power Project in Guizhou Province China | New Dam | China | Luxembourg (MGM Carbon Portfolio) | Registered | DNV | Beijing Haohua Rivers International Water Engineering Consulting Co., Ltd | Large | 20 | 32.7 | 7 renewable | 50.205 | 2006-12-08 | 2011-01-02 | 2011-01-02 | Registered: 28/01/09 | NC | ACM0002 ver. 6 | NO | NO | Grid-connected power from other sources | Asia Pacific | 79.924 | 2010-04-08 | 35.421 | 2011-07-27 | 44.503 | [12 empty] | China Environmental United Certification Center Co., Ltd (CEC) | Luxembourg |  |  | Active
1127 | Hongyuan 10 MW Small Hydropower Project + | New Dam/'Run of the River' | China | Netherlands (Energy Systems International B.V.) | Registered | DNV | Millennium Capital Services | Small | 10 | - | 7 renewable | 34.304 | 2006-12-06 | 2012-06-02 | 2012-06-02 | Registered: 01/09/07 | O | AMS.I.A ver. 9 | NO | NO | Grid-connected power from other sources | Asia Pacific | [18 empty] | Netherlands |  |  | Active
1213 | Wuhuzha 12 MW Small Hydropower Project + | New Dam/'Run of the River' | China | Netherlands (Energy Systems International B.V.) | Registered | DNV | Millennium Capital Services | Small | 12 | - | 7 renewable | 38.501 | 2006-12-06 | 2012-06-02 | 2012-06-02 | Registered: 02/09/07 | NC | AMS.I.A ver. 9 | NO | NO | Grid-connected power from other sources | Asia Pacific | [18 empty] | Netherlands |  |  | Active
1311 | Hunan Dongping 72MW Hydropower Project, China | New Dam/'Run of the River' | China | Austria (Kommunalkredit Public Consulting Gmb) | Registered | TÜV-SÜD | CDM Project Development Office at CPCEC | Large | 72 | 27 | 7 renewable | 254.853 | 2006-12-06 | 2008-11-02 | 2011-04-02 | Registered: 12/02/08 | NC | ACM0002 ver. 6 | NO | YES | Grid-connected power from other sources | Asia Pacific | 707.626 | 2009-02-24 | 131.297 | 2010-04-29 | 168.881 | 2011-07-28 | 207.044 | 2012-02-03 | 200.404 | [8 empty] | SGS | Austria |  |  | Active
2098 | The 84 MW New Bong Escape Hydropower Project | New Dam/'Run of the River' | Pakistan | - | Registered | DNV | Majeed Faizi & Co., Power Consultants | Large | 84 | - | 7 renewable | 218.973 | 2006-11-30 | 2011-04-02 | 2012-12-02 | Registered: 31/01/09 | NC | ACM0002 ver. 6 | NO | YES | Grid-connected power from other sources | Asia Pacific | [18 empty] | - |  |  | Active
NYA | Small Hydropower Projects at Labuwewa Oya, Batatota, Deyiyanwala and Dunsinane + | New Dam/'Run of the River' | Sri Lanka | - | At validation | DNV | Eco Power (Private) Limited | Small | 8.5 | - | 10 fixed | 25.158 | 2006-11-26 | 2005-05-02 | 2011-01-02 | Open for comment: 26/11/06 - 25/12/06 |  | ACM0002 ver. 6 AMS.ID ver. 9 | NO | NO | Grid-connected power from other sources | Asia Pacific | [18 empty] | - |  |  | Active
NYA | Small Hydropower Projects at Upper Watawala, Agra Oya, Kolapatana, Atabage, and Galatha Oya | New Dam/'Run of the River' | Sri Lanka | - | Validation terminated | DNV | Eco Power (Private) Limited | Small | 8.5 | - | 10 fixed | 24.535 | 2006-11-26 | 2004-03-02 | 2011-01-02 | Open for comment: 26/11/06 - 25/12/06 |  | ACM0002 ver. 6 AMS.ID ver. 9 | NO | NO | Grid-connected power from other sources | Asia Pacific | [18 empty] | - |  |  | Inactive
1005 | Gansu Diebu Niaojiaga 12.9 MW Hydropower Station Project + | New Dam/'Run of the River' | China | Japan (Mitsui & Co.) | Registered | TÜV-SÜD | Caspervandertak Consulting | Small | 12.9 | 42 | 7 renewable | 58.789 | 2006-11-22 | 2008-06-02 | 2011-04-02 | Registered: 14/05/07 | NC | AMS.ID ver. 10 | NO | NO | Grid-connected power from other sources | Asia Pacific | 180.535 | 2011-01-12 | 50.653 | 2011-01-20 | 45.165 | 2011-04-21 | 51.042 | 2012-03-16 | 33.675 | [8 empty] | TÜV-NORD | Japan |  |  | Active
1445 | La Virgen Hydropower Plant | New Dam/'Run of the River' | Peru | - | Registered | DNV | AHL Carbono S.L | Large | 65 | - | 7 renewable | 226.658 | 2006-11-22 | 2011-02-02 | 2013-05-02 | Registered: 17/03/08 | NC | ACM0002 ver. 6 | NO | YES | Grid-connected power from other sources | Latin America | [18 empty] | - |  |  | Active
0937 | Ojos de Agua Hydroelectric Project | New Dam/'Run of the River' | Chile | Spain (Endesa Generación S.A.) | Registered | AENOR | EcoSecurities Ltd. | Small | 9 | - | 7 renewable | 20.876 | 2006-11-17 | 2010-05-02 | 2012-04-02 | Registered: 19/04/07 | NC | AMS.ID ver. 9 | NO | NO | Grid-connected power from other sources | Latin America | [18 empty] | Spain |  |  | Active
1834 | Xacbal Hydroelectric Project | New Dam/'Run of the River' | Guatemala | - | Registered | AENOR | Energía y Medio Ambiente | Large | 94 | 2000 | 7 renewable | 343.264 | 2006-11-17 | 2011-03-02 | 2014-01-02 | Registered: 23/12/08 | NC | ACM0002 ver. 6 | NO | YES | Grid-connected power from other sources | Latin America | [18 empty] | - |  |  | Active
1773 | Chuandongxia Small Hydropower Project + | New Dam/'Run of the River' | China | Sweden (CAMS) | Registered | DNV | Hunan CDM Project Service Center | Small | 5.1 | - | 7 renewable | 19.368 | 2006-11-08 | 2009-04-02 | 2011-10-02 | Registered: 16/01/09 | NC | AMS.ID ver. 11 | NO | NO | Grid-connected power from other sources | Asia Pacific | 30.829 | 2011-01-13 | 18.061 | 2011-12-27 | 12.768 | [12 empty] | LRQA | Sweden |  |  | Active
1791 | Zhonggouwan Small Hydroelectric Project (ZSHP), Hunan Province, P.R.C + | New Dam | China | Sweden (CAMS) | Registered | DNV | Hunan CDM Project Service Center | Small | 8.8 | - | 7 renewable | 24.823 | 2006-11-08 | 2009-12-02 | 2012-01-02 | Registered: 11/08/08 | NC | AMS.ID ver. 11 | NO | NO | Grid-connected power from other sources | Asia Pacific | [18 empty] | Sweden |  |  | Active
1805 | Liyujiang Small Hydroelectric Project (LSHP) Hunan, Province, China | New Dam/'Run of the River' | China | UK (Arreon Carbon Ltd) | Registered | DNV | Hunan CDM Project Service Center | Small | 13.5 | 10.23 | 7 renewable | 48.204 | 2006-11-08 | 2011-04-02 | 2011-01-02 | Registered: 16/03/09 | NC | AMS.ID ver. 9 | NO | NO | Grid-connected power from other sources | Asia Pacific | 56.109 | 2011-01-20 | 56.109 | [14 empty] | TÜV-SÜD | UK |  |  | Active
NYA | Wuya River Small-scale Hydropower Plant Project, Xiangxi Autonomic State, Hunan Province, P.R.China + | New Dam/'Run of the River' | China | Sweden (CAMS) | Validation negative | DNV | Hunan Agricultural University | Small | 12.7 | - | 7 renewable | 31.52 | 2006-11-08 | 2008-05-02 | 2011-01-02 | Open for comment: 08/11/06 - 07/12/06 | NC | AMS.ID ver. 9 | NO | NO | Grid-connected power from other sources | Asia Pacific | [18 empty] | Sweden |  |  | Inactive
1766 | Shimen Suojie Small Hydropower Project in Changde + | New Dam | China | UK (Arreon Carbon Ltd) | Registered | DNV | Hunan CDM Project Service Center | Small | 15 | 30 | 7 renewable | 39.739 | 2006-11-08 | 2009-03-02 | 2011-10-02 | Registered: 29/08/08 | NC | AMS.ID ver. 11 | NO | NO | Grid-connected power from other sources | Asia Pacific | 111.901 | 2010-03-08 | 31.853 | 2011-01-31 | 41.062 | 2012-01-20 | 38.986 | [10 empty] | TÜV-SÜD | UK |  |  | Active
1201 | 10MW Somasila Hydro Power Project for a grid system by Balaji Energy Pvt. Ltd + | Existing Dam | India | - | Rejected | DNV | Zenith Corporate Services | Small | 10 | - | 10 fixed | 23.908 | 2006-11-07 | 2006-11-02 | 2011-04-02 | Failed Additionality Test: 01/02/08 | NC | AMS.ID ver. 9 | NO | NO | Grid-connected power from other sources | Asia Pacific | [18 empty] | - |  |  | Inactive
NYA | Hanwang 16MW Hydroelectric Project of Gansu | New Dam/'Run of the River' | China | - | Validation negative | TÜV-NORD | Center for Development & Promotion of Science & Technology of Gansu Province | Large | 16 | 121.2 | 7 renewable | 79.16 | 2006-11-03 | 2010-07-02 | 2012-11-02 | Open for comment: 03/11/06 - 02/12/06 |  | ACM0002 ver. 6 | NO | NO | Grid-connected power from other sources | Asia Pacific | [18 empty] | - |  |  | Inactive
1138 | Nongnan 12.6 MW Small Hydropower Project + | New Dam/'Run of the River' | China | UK (Ecosecurities) | Registered | DNV | Independent consultants | Small | 12.6 | - | 7 renewable | 39.048 | 2006-11-01 | 2010-12-02 | 2011-01-02 | Registered: 13/07/07 | NC | AMS.ID ver. 9 | NO | NO | Grid-connected power from other sources | Asia Pacific | 67.383 | 2010-08-06 | 34.324 | 2012-05-30 | 33.059 | [12 empty] | BV Cert | UK |  |  | Active
1323 | 12.8 MW Bundled Small Hydropower Project in Nasha and Nabin + | New Dam/'Run of the River' | China | UK (Ecosecurities) | Registered | DNV | n.a | Small | 12.8 | - | 7 renewable | 38.626 | 2006-11-01 | 2010-12-02 | 2011-01-02 | Registered: 10/12/07 | NC | AMS.ID ver. 9 | NO | NO | Grid-connected power from other sources | Asia Pacific | 69.309 | 2010-06-14 | 37.255 | 2012-05-30 | 32.054 | [12 empty] | BV Cert | UK |  |  | Active
1106 | Nalao 8 MW Small Hydropower Project + | New Dam/'Run of the River' | China | UK (Ecosecurities) | Registered | DNV | Ecosecurities | Small | 8 | 17.5 | 7 renewable | 24.91 | 2006-10-31 | 2009-01-02 | 2011-07-02 | Registered: 01/07/07 | NC | AMS.ID ver. 10 | NO | NO | Grid-connected power from other sources | Asia Pacific | 52.909 | 2011-03-03 | 32.223 | 2012-05-30 | 20.686 | [12 empty] | BV Cert | UK |  |  | Active
1124 | Shaanxi Province Ningshan County Small Hydropower Project (SNSHP) | New Dam/'Run of the River' | China | UK (Arreon Carbon Ltd) | Registered | DNV | Arreon Carbon UK | Small | 13.3 | - | 7 renewable | 41.016 | 2006-10-31 | 2009-11-02 | 2011-05-02 | Registered: 23/08/07 | NC | AMS.ID ver. 9 | NO | NO | Grid-connected power from other sources | Asia Pacific | 62.463 | 2011-04-26 | 35.493 | 2012-04-02 | 26.97 | [12 empty] | DNV | UK |  |  | Active
1212 | Shaanxi Province Xunyang County Guihua Small Hydropower Project (SXGSHP) | New Dam/'Run of the River' | China | UK (Arreon Carbon Ltd) | Registered | DNV | Arreon Carbon UK | Small | 12 | - | 7 renewable | 37.837 | 2006-10-31 | 2010-10-02 | 2012-01-02 | Registered: 02/09/07 | NC | AMS.ID ver. 9 | NO | NO | Grid-connected power from other sources | Asia Pacific | 51.642 | 2012-01-03 | 25.729 | 2012-01-19 | 25.913 | [12 empty] | DNV | UK |  |  | Active
1245 | Rehabilitation of the Callahuanca hydroelectric power station | Existing Dam | Peru | Spain (Endesa Generación S.A.) | Registered | TÜV-SÜD | EDEGEL SAA | Small | 7.5 | - | 7 renewable | 18.189 | 2006-10-28 | 2009-07-02 | 2011-10-02 | Registered: 04/01/08 | NC | ACM0002 ver. 6 | NO | NO | Grid-connected power from other sources | Latin America | [18 empty] | Spain |  |  | Active
1391 | Yuliangwan Small Hydroelectric Project, Hunan Province + | New Dam | China | Sweden (CAMS) | Registered | SGS | Hunan CDM Project Service Center | Small | 8 | 11.48 | 7 renewable | 276.124 | 2006-10-26 | 2011-12-02 | 2011-09-02 | Registered: 06/01/08 | NC | AMS.ID ver. 11 | NO | NO | Grid-connected power from other sources | Asia Pacific | 74.294 | 2009-02-04 | 18.827 | 2010-03-10 | 31.548 | 2011-01-14 | 23.919 | [10 empty] | SGS | Sweden |  |  | Active
0989 | Lianghekou 15MW Small Hydropower Project, Gansu Province + | New Dam/'Run of the River' | China | Netherlands (Energy Systems International B.V.) | Registered | DNV | Center for Development and Promotion of Science and Technology of Gansu Province | Small | 15 | 628 | 7 renewable | 75.827 | 2006-10-20 | 2011-03-02 | 2011-05-02 | Registered: 05/07/07 | NC | AMS.ID ver. 10 | NO | NO | Grid-connected power from other sources | Asia Pacific | 209.689 | 2008-11-13 | 20.755 | 2010-03-04 | 72.6 | 2011-01-20 | 59.104 | 2011-12-02 | 57.23 | [8 empty] | DNV | Netherlands |  |  | Active
1835 | Jradzor Small Hydro Electric CDM Project + | New Dam | Armenia | Denmark (Danish EPA) | Registered | KPMG | n.a | Small | 4 | - | 10 fixed | 6.407 | 2006-10-18 | 2010-07-02 | 2011-01-02 | Registered: 10/07/09 | NC | AMS.ID ver. 9 | NO | NO | Grid-connected power from other sources | Europe | 1.033 | 2012-06-01 | 1.033 | [14 empty] | BV Cert | Denmark |  |  | Active
2157 | Gansu Kababanjiu 12.6MW Small Hydropower Project + | New Dam/'Run of the River' | China | - | Registered | TÜV-NORD | Gansu Huike Center for Technology Transferring on Resource and Environment | Small | 12.6 | 289 | 7 renewable | 48.375 | 2006-10-18 | 2009-10-02 | 2012-01-02 | Registered: 03/01/09 | NC | AMS.ID ver. 12 | NO | NO | Grid-connected power from other sources | Asia Pacific | 49.299 | 2011-12-12 | 49.299 | [14 empty] | LGAI | - |  |  | Active
NYA | Bayano Hydroelectric Expansion and Upgrade Project in Panama | Existing Dam | Panama | - | Validation terminated | SGS | Environmental Business Advisors (EBA) | Large | 102 | - | 7 renewable | 31.584 | 2006-10-18 | 2005-03-02 | 2008-03-02 | Open for comment: 18/10/06 - 16/11/06 |  | ACM0002 ver. 6 | NO | YES | Grid-connected power from other sources | Latin America | [18 empty] | - |  |  | Inactive
NYA | Esti Hydroelectric Project | New Dam/'Run of the River' | Panama | - | Validation terminated | SGS | Environmental Business Advisors (EBA) | Large | 120 | - | 7 renewable | 316.496 | 2006-10-18 | 2005-03-02 | 2008-03-02 | Open for comment: 18/10/06 - 16/11/06 |  | ACM0002 ver. 6 | NO | YES | Grid-connected power from other sources | Latin America | [18 empty] | - |  |  | Inactive
1235 | Rio Grande do Sul Cooperatives Small Hydro Power Plants | New Dam/'Run of the River' | Brazil | - | Rejected | SGS | Ecoinvest Carbon Brasil Ltd | Large | 16.5 | 33.55 | 7 renewable | 25.013 | 2006-10-17 | 2007-07-02 | 2011-01-02 | Failed Additionality Test: 16/05/08 | NC | ACM0002 ver. 6 | YES | NO | Grid-connected power from other sources | Latin America | [18 empty] | - |  |  | Inactive
1400 | Jinggangshan 36 MW Hydropower Project | New Dam | China | Netherlands (Energy Systems International B.V.) | Registered | Bureau Veritas Certification Holding SAS | Mr. Zheng Zhaoning, Ms. Pan Tao and Mr. Zhang Huaben | Large | 36 | 41.13 | 7 renewable | 76.493 | 2006-10-13 | 2010-12-02 | 2011-01-02 | Registered: 28/03/08 | NC | ACM0002 ver. 6 | NO | YES | Grid-connected power from other sources | Asia Pacific | 114.787 | 2011-01-13 | 53.701 | 2011-08-04 | 61.086 | [12 empty] | SGS | Netherlands |  |  | Active
NYA | Song Ba Hydroelectric Power Plant | New Dam/'Run of the River' | China | Italy (EcoEnergia) | Validation terminated | SGS | Factor Consulting + Management AG | Large | 26 | - | 7 renewable | 83.5 | 2006-10-13 | 2013-01-02 | 2013-01-02 | Open for comment: 13/10/06 - 11/11/06 |  | ACM0002 ver. 6 | NO | YES | Grid-connected power from other sources | Asia Pacific | [18 empty] | Italy |  |  | Inactive
NYA | Xianggelila Xia Zhi En Hydroelectric Power Plant | New Dam/'Run of the River' | China | Italy (EcoEnergia) | Validation terminated | SGS | Factor Consulting + Management AG | Large | 40 | - | 10 fixed | 120 | 2006-10-13 | 2013-01-02 | 2013-01-02 | Open for comment: 13/10/06 - 11/11/06 |  | ACM0002 ver. 6 | NO | YES | Grid-connected power from other sources | Asia Pacific | [18 empty] | Italy |  |  | Inactive
1328 | Brasil Central Energia S.A. – Sacre II Small Hydro Power Plant Project | New Dam | Brazil | - | Rejected | TÜV-SÜD | Ecoinvest Carbon Brasil Ltd | Large | 30 | - | 7 renewable | 63.709 | 2006-10-11 | 2010-10-02 | 2010-10-02 | Failed Additionality Test: 28/11/08 | NC | ACM0002 ver. 6 | YES | YES | Grid-connected power from other sources | Latin America | [18 empty] | - |  |  | Inactive
1273 | 24.75 MW Someshwara hydroelectric project | New Dam/'Run of the River' | India | - | Registered | DNV | Zenith Corporate Services | Large | 24.8 | - | 10 fixed | 70.37 | 2006-10-04 | 2010-06-02 | 2010-06-02 | Registered: 27/05/08 | NC | ACM0002 ver. 6 | NO | YES | Grid-connected power from other sources | Asia Pacific | [18 empty] | - |  |  | Active
1079 | Gansu Diebu Duoer 32MW Hydropower Project | New Dam | China | - | Registered | DNV | CWEME | Large | 32 | 74 | 7 renewable | 115.338 | 2006-09-28 | 2011-06-02 | 2011-06-02 | Registered: 08/07/07 | NC | ACM0002 ver. 6 | NO | YES | Grid-connected power from other sources | Asia Pacific | 190.12 | 2009-12-30 | 72.438 | 2011-03-03 | 117.682 | [12 empty] | TÜV-SÜD | - |  |  | Active
1363 | 5 MW renewable energy project for a grid system” at Rohru Tehsil, Shimla District in Himachal, India | New Dam/'Run of the River' | India | - | Registered | DNV | Zenith Energy Services (P) Ltd. + Factor Consulting + Management AG, Switzerland | Small | 5 | - | 10 fixed | 14.38 | 2006-09-21 | 2005-04-15 | 2007-12-01 | Registered: 15/04/08 | NC | AMS-I.D. ver. 10 | NO | NO | Grid-connected power from other sources | Asia Pacific | [18 empty] | - |  |  | Active
NYA | 5 MW Andhra Hydro Electric Project Stage-II in Himachal Pradesh + | New Dam/'Run of the River' | India | - | At validation | DNV | Zenith Corporate Services | Small | 5 | - | 10 fixed | 13.752 | 2006-09-21 | 2011-07-02 | 2011-07-02 | Open for comment: 21/09/06 - 20/10/06 |  | AMS.ID ver. 9 | NO | NO | Grid-connected power from other sources | Asia Pacific | [18 empty] | - |  |  | Active
1282 | Tuanpo Hydro Power Project, Guizhou Province, China | New Dam/'Run of the River' | China | Japan (Tokyo Electric Power Company) | Registered | TÜV-SÜD | Chiangjiang River International Holding | Large | 80 | 1538 | 7 renewable | 140.398 | 2006-09-20 | 2009-03-02 | 2011-01-02 | Registered: 04/11/07 | NC | ACM0002 ver. 6 | NO | YES | Grid-connected power from other sources | Asia Pacific | 319.614 | 2011-09-13 | 142.495 | 2011-12-14 | 177.119 | [12 empty] | TÜV-Rheinland | Japan |  |  | Active
0871 | Increase of Power Generation of the hydroelectric power station Fortuna in Panama (IPGFP) | Existing Dam | Panama | Netherlands (SenterNovem) | Rejected | TÜV-SÜD | Econergy Brasil | Small | 0 | - | 7 renewable | 26.53 | 2006-09-20 | 2008-08-02 | 2011-01-02 | Failed Baseline Calculation: 21/02/07 | NC | ACM0002 ver. 6 | NO | NO | Grid-connected power from other sources | Latin America | [18 empty] | Netherlands |  |  | Inactive
1744 | Yiyang Xiushan Hydropower Project, P.R.China | New Dam/'Run of the River' | China | Germany (KfW) | Registered | DNV | Hongyu LIU | Large | 64 | 14.2 | 7 renewable | 259.019 | 2006-09-19 | 2008-10-02 | 2011-01-02 | Registered: 10/05/09 | O | ACM0002 ver. 6 | NO | YES | Grid-connected power from other sources | Asia Pacific | 472.058 | 2011-01-21 | 130.335 | 2012-02-08 | 341.723 | [12 empty] | RINA | Germany |  |  | Active
1284 | Ningxia Shapotou Hydropower Project of Yellow River | New Dam | China | Sweden + Switzerland + Netherlands (CAMS) | Registered | DNV | Ningxia CDM Service Centre | Large | 120.3 | 30.69 | 7 renewable | 473.215 | 2006-09-16 | 2008-03-02 | 2011-05-02 | Registered: 04/11/07 | SD | ACM0002 ver. 6 | NO | YES | Grid-connected power from other sources | Asia Pacific | 1676.514 | 2008-07-03 | 116.329 | 2008-11-07 | 248.924 | 2009-04-01 | 176.045 | 2009-12-11 | 240.34 | 2010-05-06 | 204.675 | 2011-01-05 | 221.289 | 2011-08-01 | 258.308 | 2011-12-14 | 210.604 | SGS | Sweden | Switzerland | Netherlands | Active
0786 | Durgun Hydropower Project in Mongolia + | New Dam | Mongolia | Japan (Mitsubishi) | Registered | Korea Energy Management Corporation (KEMCO) | Mitsubishi UFJ Securities Co., Ltd | Small | 12 | - | 7 renewable | 30.4 | 2006-09-14 | 2008-06-02 | 2011-11-02 | Registered: 23/03/07 | NC | AMS.ID ver. 9 | NO | NO | Grid-connected power from other sources | Asia Pacific | 14.468 | 2011-07-07 | 14.468 | [14 empty] | KOREA ENERGY MANAGEMENT CORPORATION | Japan |  |  | Active
0787 | Taishir Hydropower Project in Mongolia + | New Dam/'Run of the River' | Mongolia | Japan (Mitsubishi) | Registered | Korea Energy Management Corporation (KEMCO) | Mitsubishi UFJ Securities Co., Ltd | Small | 11 | - | 7 renewable | 29.6 | 2006-09-14 | 2008-09-02 | 2011-11-02 | Registered: 16/03/07 | NC | AMS.ID ver. 9 | NO | NO | Diesel power generation | Asia Pacific | 0.886 | 2010-01-21 | 0.048 | 2011-07-07 | 0.838 | [12 empty] | Korea Energy Management Corporation | Japan |  |  | Active
1549 | 9MW Neria small hydroelectric project, Karnataka, India | New Dam/'Run of the River' | India | - | Registered | DNV | Zenith Corporate Services | Small | 9 | - | 10 fixed | 15.583 | 2006-09-13 | 2010-06-02 | 2011-01-02 | Registered: 09/10/08 | NC | AMS.ID ver. 9 | NO | NO | Grid-connected power from other sources | Asia Pacific | [18 empty] | - |  |  | Active
NYA | Hao Jing + Sun Hui W&D (Beijing) Technical Co.Ltd + | New Dam/'Run of the River' | China | - | At validation | DNV | Hao Jing + Sun Hui W&D (Beijing) Technical Co.Ltd | Small | 10 | 20 | 7 renewable | 54 | 2006-09-12 | 2010-07-02 | 2010-07-02 | Open for comment: 12/09/06 - 11/10/06 |  | AMS.ID ver. 9 | NO | NO | Grid-connected power from other sources | Asia Pacific | [18 empty] | - |  |  | Active
1844 | Budhil Hydro Electric Project, India (BHEP) | New Dam | India | - | Registered | SGS | SMEC India (Pvt.) Ltd. | Large | 70 | 1555 | 7 renewable | 283.45 | 2006-09-09 | 2010-04-02 | 2013-04-02 | Registered: 07/05/09 | A, SD, O | ACM0002 ver. 6 | NO | YES | Grid-connected power from other sources | Asia Pacific | [18 empty] | - |  |  | Active
1633 | 28 MW Jinkouba Hydropower Project | New Dam/'Run of the River' | China | - | Registered | TÜV-NORD | Science and technology improvement centre of Gansu Province | Large | 28 | 289.6 | 7 renewable | 124.066 | 2006-09-08 | 2009-07-02 | 2011-01-02 | Registered: 18/02/09 | NC | ACM0002 ver. 6 | NO | YES | Grid-connected power from other sources | Asia Pacific | 229.978 | 2011-03-31 | 115.814 | 2011-11-18 | 114.164 | [12 empty] | TÜV-Rheinland | - |  |  | Active
NYA | Wudu Jiaoyuanba 25MW Hydroelectric Project, Longnan City, Gansu Province, P.R.China | New Dam/'Run of the River' | China | - | Validation negative | TÜV-NORD | Bing XUE, Center for Development & Promotion of Science & Technology of Gansu Province | Large | 25 | 132.27 | 7 renewable | 103.708 | 2006-09-08 | 2011-12-02 | 2012-01-02 | Open for comment: 08/09/06 - 07/10/06 |  | ACM0002 ver. 6 | NO | YES | Grid-connected power from other sources | Asia Pacific | [18 empty] | - |  |  | Inactive
NYA | Haidianxia Hydropower Project in Gansu Province, P.R..China | New Dam/'Run of the River' | China | - | At validation | DNV | Hao Jing + Sun Hui W&D (Beijing) Technical Co.Ltd | Large | 52.5 | 2778 | 7 renewable | 192.88 | 2006-09-08 | 2010-08-02 | 2011-01-02 | Open for comment: 08/09/06 - 07/10/06 |  | ACM0002 ver. 6 | NO | YES | Grid-connected power from other sources | Asia Pacific | [18 empty] | - |  |  | Active
NYA | China Guangdong Huaiji Xinwan Hydropower Project | New Dam | China | - | Validation negative | TÜV-SÜD | Global Climate Change Institute, Tsinghua | Large | 16 | 32 | 7 renewable | 32.993 | 2006-09-02 | 2010-09-02 | 2012-01-02 | Open for comment: 02/09/06 - 01/10/06 |  | ACM0002 ver. 6 | NO | NO | Grid-connected power from other sources | Asia Pacific | [18 empty] | - |  |  | Inactive
1811 | Jiuxiaohe and Sanhekou Small Hydroelectric Bundle Project + | New Dam/'Run of the River' | China | Sweden (CAMS) | Registered | DNV | Hunan CDM Project Service Center | Small | 14.6 | - | 7 renewable | 51.159 | 2006-09-01 | 2008-12-02 | 2011-10-02 | Registered: 16/12/08 | NC | AMS.ID ver. 11 | NO | NO | Grid-connected power from other sources | Asia Pacific | 59.178 | 2011-01-28 | 27.619 | 2011-12-27 | 31.559 | [12 empty] | LRQA | Sweden |  |  | Active
NYA | Tres Rios Hydroelectric Project | New Dam | Guatemala | UK (First Carbon Fund) | At validation | AENOR | Energía y Medio Ambiente | Large | 50 | 1395 | 7 renewable | 148.84 | 2006-08-31 | 2011-01-02 | 2013-01-02 | Open for comment: 31/08/06 - 29/09/06 |  | ACM0002 ver. 6 | NO | YES | Grid-connected power from other sources | Latin America | [18 empty] | UK |  |  | Active
1326 | Jorethang Loop Hydroelectric Project, India | New Dam | India | - | Registered | DNV | SMEC India (Pvt.) Ltd. | Large | 96 | 950 | 7 renewable | 493.196 | 2006-08-30 | 2013-03-02 | 2013-03-02 | Registered: 28/02/08 | B, SD, O | ACM0002 ver. 6 | NO | YES | Grid-connected power from other sources | Asia Pacific | [18 empty] | - |  |  | Active
1813 | China Tumuxi Small Hydropower Project + | New Dam/'Run of the River' | China | UK (Arreon Carbon Ltd) | Registered | DNV | Hunan CDM Project Service Center | Small | 14.6 | 20.3 | 7 renewable | 40.615 | 2006-08-29 | 2008-10-02 | 2011-09-02 | Registered: 09/09/08 | SD | AMS.ID ver. 11 | NO | NO | Grid-connected power from other sources | Asia Pacific | 94.293 | 2010-12-28 | 40.429 | 2011-07-20 | 53.864 | [12 empty] | TÜV-SÜD | UK |  |  | Active
NYA | Tumuxi Small Hydropower Project in Hunan Province, P.R.China + | New Dam/'Run of the River' | China | UK (Arreon Carbon Ltd) | At validation | DNV | Hunan CDM Project Service Center | Small | 14.6 | 13.3 | 7 renewable | 40.673 | 2006-08-29 | 2008-10-02 | 2011-01-02 | Open for comment: 29/08/06 - 27/09/06 |  | AMS.ID ver. 9 | NO | NO | Grid-connected power from other sources | Asia Pacific | [18 empty] | UK |  |  | Active
1102 | Yunnan Heier 25MW Hydropower Project | New Dam/'Run of the River' | China | Netherlands (Energy Systems International B.V.) | Registered | DNV | Millennium Capital Services | Large | 25 | - | 7 renewable | 96.046 | 2006-08-24 | 2009-04-02 | 2011-06-02 | Registered: 15/07/07 | NC | ACM0002 ver. 6 | NO | YES | Grid-connected power from other sources | Asia Pacific | 158.397 | 2008-09-15 | 29.564 | 2009-08-20 | 45.129 | 2010-09-13 | 26.969 | 2011-09-16 | 46.618 | 2012-04-10 | 10.117 | [6 empty] | SGS | Netherlands |  |  | Active
1459 | Argichi Small Hydroelectric CDM project + | New Dam | Armenia | Denmark (Danish EPA) | Registered | KPMG | n.a | Small | 8.5 | - | 10 fixed | 13.298 | 2006-08-23 | 2011-01-02 | 2012-01-02 | Registered: 24/02/08 | B | AMS.ID ver. 9 | NO | NO | Grid-connected power from other sources | Europe | [18 empty] | Denmark |  |  | Active
NYA | Sichuan Huoxi River Ziyili hydropower Project | New Dam/'Run of the River' | China | Spain (Endesa Generación S.A.) | Validation terminated | DNV | Green Capital Consulting Co | Large | 130 | 1512 | 10 fixed | 350.691 | 2006-08-18 | 2010-12-02 | 2011-01-02 | Open for comment: 18/08/06 - 16/09/06 |  | ACM0002 ver. 6 | NO | YES | Grid-connected power from other sources | Asia Pacific | [18 empty] | Spain |  |  | Inactive
NYA | Wanshengba Cascade Hydro Electric Project | New Dam/'Run of the River' | China | UK (Ecosecurities) | At validation | DNV | Ecosecurities | Large | 27.4 | - | 7 renewable | 84.294 | 2006-08-17 | 2012-04-02 | 2012-04-02 | Open for comment: 17/08/06 - 15/09/06 |  | ACM0002 ver. 6 | NO | YES | Grid-connected power from other sources | Asia Pacific | [18 empty] | UK |  |  | Active
0921 | 4.5MW grid-connected Sugur Mini Hydel Scheme at SLS Power Industries Ltd in Bellary District, Karnataka + | Existing Dam | India | - | Registered | TÜV-NORD | Energy Economy & Environmental Consultants | Small | 4.5 | - | 7 renewable | 8.242 | 2006-08-17 | 2008-12-02 | 2011-03-02 | Registered: 24/03/07 | NC | AMS.ID ver. 9 | NO | NO | Grid-connected power from other sources | Asia Pacific | 15.655 | 2008-06-23 | 6.203 | 2009-03-11 | 4.532 | 2011-11-04 | 4.92 | [10 empty] | TÜV-NORD | - |  |  | Active
0923 | 6.25 MW grid-connected Sattegala Mini Hydel Scheme at SLS Power Industries Ltd., in Chamarajanagar District, Karnataka + | Existing Dam | India | - | Registered | TÜV-NORD | Energy Economy & Environmental Consultants | Small | 6.25 | - | 7 renewable | 11.448 | 2006-08-17 | 2010-09-02 | 2011-03-02 | Registered: 24/03/07 | NC | AMS.ID ver. 9 | NO | NO | Grid-connected power from other sources | Asia Pacific | 3.297 | 2008-07-07 | 3.297 | [14 empty] | TÜV-NORD | - |  |  | Active
0860 | Agropecuária Salto do Leão Ltda. – Spessatto, Santo Expedito and Barra do Leão Small Hydroelectric Power Plant Project + | Existing Dam | Brazil | - | Registered | SGS | Ecoinvest Carbon | Small | 8.2 | 1382 | 7 renewable | 11.744 | 2006-08-09 | 2011-08-02 | 2011-08-02 | Registered: 02/03/07 | NC | AMS.ID ver. 9 | YES | NO | Grid-connected power from other sources | Latin America | [18 empty] | - |  |  | Active
NYA | Sipangpang 1 MW mini-hydropower project + | New Dam/'Run of the River' | Philippines | - | Validation terminated | DNV | Mitsubishi Securities | Small | 1 | - | 7 renewable | 2.471 | 2006-08-08 | 2010-08-02 | 2011-01-02 | Open for comment: 08/08/06 - 06/09/06 |  | AMS.ID ver. 8 | NO | NO | Grid-connected power from other sources | Asia Pacific | [18 empty] | - |  |  | Inactive
NYA | Diaoluo River Small Hydropower Project + | New Dam/'Run of the River' | China | UK (Carbon Resource Management) | At validation | DNV | Carbon Resources Management | Small | 7.2 | 17.7 | 7 renewable | 23.339 | 2006-08-03 | 2010-09-02 | 2010-11-02 | Open for comment: 03/08/06 - 01/09/06 |  | AMS.ID ver. 9 | NO | NO | Grid-connected power from other sources | Asia Pacific | [18 empty] | UK |  |  | Active
0993 | Hainan Province Diaoluohe Hydropower Project + | New Dam/'Run of the River' | China | UK (Carbon Resource Management) | Registered | DNV | Carbon Resource Management | Small | 7.2 | 17.7 | 7 renewable | 21.319 | 2006-08-03 | 2010-09-02 | 2011-04-02 | Registered: 22/06/07 | NC | AMS.ID ver. 10 | NO | NO | Grid-connected power from other sources | Asia Pacific | 38.363 | 2009-01-15 | 6.647 | 2010-01-06 | 8.985 | 2011-07-20 | 22.731 | [10 empty] | DNV | UK |  |  | Active
1279 | Fundão-Santa Clara Energetic Complex Project (FSCECP) | New Dam | Brazil | - | Registered | Bureau Veritas Certification Holding SAS | Econergy Brasil | Large | 246.1 | 56.97 + 6.13 | 7 renewable | 270.011 | 2006-08-02 | 2009-04-02 | 2011-07-02 | Registered: 25/05/08 | A | ACM0002 ver. 6 | NO | YES | Grid-connected power from other sources | Latin America | [18 empty] | - |  |  | Active
1490 | Yuejiang Small-Scale Hydropower Project | New Dam/'Run of the River' | China | Sweden (Ecosecurities) | Registered | DNV | Ecosecurities | Small | 5 | - | 7 renewable | 48.747 | 2006-08-02 | 2011-07-02 | 2011-07-02 | Registered: 09/04/08 | NC | AMS.ID ver. 9 | NO | NO | Grid-connected power from other sources | Asia Pacific | 121.598 | 2011-01-13 | 74.732 | 2011-11-17 | 46.866 | [12 empty] | BV Cert | Sweden |  |  | Active
NYA | Wulianghe Small Hydropower Station | New Dam/'Run of the River' | China | UK (Ecosecurities) | Validation terminated | DNV | Ecosecurities | Small | 5 | - | 7 renewable | 30.937 | 2006-08-02 | 2012-09-02 | 2012-09-02 | Open for comment: 02/08/06 - 31/08/06 |  | AMS.ID ver. 8 | NO | NO | Grid-connected power from other sources | Asia Pacific | [18 empty] | UK |  |  | Inactive
NYA | Gongqiao Hydroelectric Projects Bundle | New Dam/'Run of the River' | China | UK (Ecosecurities) | Validation negative | DNV | Ecosecurities | Small | 11.2 | - | 7 renewable | 48.479 | 2006-08-02 | 2011-01-02 | 2011-02-02 | Open for comment: 02/08/06 - 31/08/06 |  | AMS.ID ver. 9 | NO | NO | Grid-connected power from other sources | Asia Pacific | [18 empty] | UK |  |  | Inactive
2788 | Luodu Small Hydropower Project+ | New Dam | China | UK (Ecosecurities) | Registered | DNV | EcoSecurities | Small | 10.5 | - | 7 renewable | 39.51 | 2006-08-02 | 2010-11-02 | 2013-06-02 | Registered: 11/12/09 | NC | AMS.ID ver. 13 | NO | NO | Grid-connected power from other sources | Asia Pacific | [18 empty] | UK |  |  | Active
0903 | “Patikari Hydro Electric Power Project in Distt-Mandi, Himachal Pradesh, India.” | New Dam/'Run of the River' | India | - | Registered | TÜV-SÜD | PPPL | Large | 16 | - | 10 fixed | 58.583 | 2006-08-02 | 2009-04-02 | 2011-08-02 | Registered: 16/04/07 | NC | ACM0002 ver. 6 | NO | NO | Grid-connected power from other sources | Asia Pacific | 126.235 | 2009-04-22 | 51.386 | 2011-04-14 | 29.325 | 2011-07-15 | 45.524 | [10 empty] | SGS | - |  |  | Active
1222 | Xiangziyan Hydroelectric Project | New Dam | China | UK (Ecosecurities) | Registered | DNV | Ecosecurities | Large | 32 | 59.26 | 7 renewable | 81.374 | 2006-08-02 | 2012-01-02 | 2012-01-02 | Registered: 11/10/07 | NC | ACM0002 ver. 6 | NO | YES | Grid-connected power from other sources | Asia Pacific | 209.95 | 2009-02-26 | 56.795 | 2009-12-07 | 52.837 | 2010-12-02 | 36.323 | 2011-05-31 | 63.995 | [8 empty] | SGS | UK |  |  | Active
1226 | Youshuishiti Hydroelectric Project | New Dam | China | UK (Ecosecurities) | Registered | DNV | Ecosecurities | Large | 120 | 27.4 | 7 renewable | 277.886 | 2006-08-02 | 2011-12-02 | 2011-12-02 | Registered: 12/10/07 | NC | ACM0002 ver. 6 | NO | YES | Grid-connected power from other sources | Asia Pacific | 866.928 | 2009-01-29 | 132.027 | 2009-04-01 | 128.23 | 2009-12-07 | 150.241 | 2010-04-15 | 55.891 | 2011-01-12 | 71.315 | 2011-02-01 | 140.141 | 2011-07-07 | 132.88 | 2011-11-30 | 56.203 | SGS | UK |  |  | Active
1231 | Shanmugou Small Hydropower Project + | New Dam/'Run of the River' | China | UK (EcoSecurities) | Registered | DNV | EcoSecurities Group PLC | Small | 10 | - | 7 renewable | 44.951 | 2006-08-02 | 2011-05-02 | 2011-07-02 | Registered: 20/09/07 | NC | AMS.ID ver. 10 | NO | NO | Grid-connected power from other sources | Asia Pacific | 102.514 | 2009-01-08 | 28.252 | 2010-02-26 | 41.406 | 2011-01-28 | 32.856 | [10 empty] | DNV | UK |  |  | Active
0788 | Korea South-East Power Co. (KOSEP) small scale hydroelectric power plants project(The Samchonpo Thermal Power Plant and Younghung Thermal Power plant small scale hydroelectric power plants construction project) + | New Dam/'Run of the River' | Republic of Korea | - | Registered | Korea Energy Management Corporation (KEMCO) | Ecoeye.co | Small | 6 | - | 10 fixed | 21.189 | 2006-07-25 | 2010-10-02 | 2011-11-02 | Registered: 23/03/07 | NC | AMS.ID ver. 9 | NO | NO | Grid-connected power from other sources | Asia Pacific | [18 empty] | - |  |  | Active
1378 | Martinuv Espigão Hydroelectric Project + | New Dam/'Run of the River' | Brazil | UK (Ecosecurities) | Registered | DNV | EcoSecurities Brasil Ltd | Small | 2.4 | - | 7 renewable | 16.103 | 2006-07-07 | 2010-05-02 | 2011-01-02 | Registered: 26/06/08 | NC | AMS.ID ver. 8 | NO | NO | Grid-connected power from other sources | Latin America | [18 empty] | UK |  |  | Active
0996 | Zhoubai Hydroelectric Project | New Dam | China | Switzerland + Netherlands (EcoSecurities) | Registered | DNV | Ecosecurities | Large | 24 | 11.52 | 7 renewable | 58.051 | 2006-07-07 | 2010-12-02 | 2011-06-02 | Registered: 02/07/07 | O | ACM0002 ver. 6 | NO | YES | Grid-connected power from other sources | Asia Pacific | 184.247 | 2008-04-28 | 25.151 | 2008-11-05 | 29.143 | 2009-04-02 | 28.852 | 2009-12-10 | 28.827 | 2011-01-12 | 26.119 | 2011-07-11 | 46.155 |  |  |  |  | SGS | Switzerland | Netherlands |  | Active
1232 | UHE Mascarenhas Power Upgrading project | Existing Dam | Brazil | - | Registered | SGS | Ecologica Assessoria Ltd | Large | 49.5 | 38.5 | 7 renewable | 72.655 | 2006-07-06 | 2010-07-02 | 2010-07-02 | Registered: 26/05/08 |  | ACM0002 ver. 6 | YES | YES | Grid-connected power from other sources | Latin America | [18 empty] | - |  |  | Active
1342 | São João Hidro Power plant | New Dam/'Run of the River' | Brazil | - | Registered | SGS | Ecologica Assessoria Ltd | Large | 25 | 119 | 7 renewable | 46.565 | 2006-07-06 | 2011-01-02 | 2011-01-02 | Registered: 2/05/08 | NC | ACM0002 ver. 6 | YES | YES | Grid-connected power from other sources | Latin America | 6.682 | 2010-11-18 | 6.682 | [14 empty] | TÜV-NORD | - |  |  | Active
1146 | Alto Benedito Novo Small Hydroelectric Project + | New Dam/'Run of the River' | Brazil | UK (Ecosecurities) | Registered | SGS | Ecosecurities | Small | 15 | - | 7 renewable | 38.691 | 2006-06-28 | 2009-08-02 | 2011-04-02 | Registered: 11/08/07 | NC | AMS.ID ver. 8 | NO | NO | Grid-connected power from other sources | Latin America | [18 empty] | UK |  |  | Active
1280 | 2.2 MW hydropower plant of Ascent Hydro Projects Limited (AHPL) in Birsinghpur in Madhya Pradesh state + | New Dam/'Run of the River' | India | - | Registered | Bureau Veritas Certification Holding SAS | Ecoinvest Carbon S.A | Small | 2.2 | - | 7 renewable | 12.163 | 2006-06-28 | 2006-09-02 | 2010-07-02 | Registered: 25/11/07 | NC | AMS.ID ver. 8 | NO | NO | Grid-connected power from other sources | Asia Pacific | 14.277 | 2011-12-27 | 14.277 | [14 empty] | BV Cert | - |  |  | Active
NYA | 4.8 MW Loharkhet Hydro Electric Project (LHEP) + | New Dam/'Run of the River' | India | - | At validation | DNV | SMEC India (Pvt.) Ltd. | Small | 4.8 | - | 7 renewable | 17.928 | 2006-06-28 | 2008-07-02 | 2010-11-02 | Open for comment: 28/06/06 - 27/07/06 |  | AMS.ID ver. 8 | NO | NO | Grid-connected power from other sources | Asia Pacific | [18 empty] | - |  |  | Active
0939 | Yutan Hydroelectric Project | Existing Dam | China | UK (Ecosecurities) | Registered | DNV | Ecosecurities | Large | 16 | - | 10 fixed | 36.222 | 2006-06-27 | 2010-09-02 | 2011-05-02 | Registered: 03/05/07 | NC | ACM0002 ver. 6 | NO | NO | Grid-connected power from other sources | Asia Pacific | 74.503 | 2008-04-25 | 21.138 | 2009-04-15 | 19.961 | 2011-03-24 | 33.404 | [10 empty] | SGS | UK |  |  | Active
1317 | Paraíso Small Hydropower Plant – PCH Paraíso | New Dam/'Run of the River' | Brazil | - | Registered | Bureau Veritas Certification Holding SAS | Energias do Brasil | Large | 21.6 | - | 10 fixed | 31.073 | 2006-06-24 | 2007-01-02 | 2007-01-02 | Registered: 11/02/08 | NC | ACM0002 ver. 6 | NO | YES | Grid-connected power from other sources | Latin America | 28.145 | 2011-03-30 | 28.145 | [14 empty] | TÜV-NORD | - |  |  | Active
1223 | Wahei Hydroelectric Project | New Dam/'Run of the River' | China | UK (Ecosecurities) | Registered | DNV | Ecosecurities | Large | 44 | - | 7 renewable | 170.367 | 2006-06-24 | 2010-09-02 | 2010-09-02 | Registered: 19/12/07 | NC | ACM0002 ver. 6 | NO | YES | Grid-connected power from other sources | Asia Pacific | 513.897 | 2009-02-19 | 118.366 | 2009-12-16 | 121.637 | 2010-04-14 | 70.591 | 2011-03-11 | 71.118 | 2011-08-04 | 132.185 | [6 empty] | ERM CVS | UK |  |  | Active
NYA | 2.4 MW Small Hydro Project of m/e Kallam Spinning Mills Limited in Andhra Pradesh, India | New Dam/'Run of the River' | India | - | Validation terminated | TÜV-NORD | APITCO Limited | Small | 2.4 | - | 10 fixed | 4.365 | 2006-06-09 | 2004-11-02 | 2006-02-02 | Open for comment: 09/06/06 - 08/07/06 |  | AMS.ID ver. 8 | NO | NO | Grid-connected power from other sources | Asia Pacific | [18 empty] | - |  |  | Inactive
NYA | 1.00 MW Janapadu grid-connected SHP in Andhra Pradesh, India | New Dam/'Run of the River' | India | - | Validation terminated | TÜV-NORD | APITCO Limited | Small | 1 | - | 10 fixed | 2.31 | 2006-06-09 | 2004-12-02 | 2010-08-02 | Open for comment: 09/06/06 - 08/07/06 |  | AMS.ID ver. 8 | NO | NO | Grid-connected power from other sources | Asia Pacific | [18 empty] | - |  |  | Inactive
0958 | 2 x 5 MW Baner khad & Iku khad small hydroelectric project for a grid system + | New Dam/'Run of the River' | India | - | Registered | SGS | Zenith Corporate Services (P) Ltd | Small | 10 | - | 10 fixed | 35.912 | 2006-06-03 | 2010-04-02 | 2012-01-02 | Registered: 02/04/07 | NC | AMS.ID ver. 9 | NO | NO | Grid-connected power from other sources | Asia Pacific | [18 empty] | - |  |  | Active
0960 | "2 X 5 MW Upper khauli & Drinidhar small hydroelectric project for a grid system", Himachal Pradesh, India + | New Dam/'Run of the River' | India | - | Registered | SGS | Zenith Corporate Services (P) Ltd | Small | 10 | - | 10 fixed | 36.723 | 2006-06-03 | 2010-04-02 | 2012-01-02 | Registered: 09/04/07 | NC | AMS.ID ver. 9 | NO | NO | Grid-connected power from other sources | Asia Pacific | [18 empty] | - |  |  | Active
4023 | Xinjiang Bazhou Xiaoshankou Hydropower Project | New Dam | China | Sweden (CAMS) | Registered | TÜV-NORD | Beijing Keji Consulting Ltd. | Large | 49.5 | 13.4 | 7 renewable | 217.738 | 2006-06-03 | 2007-08-10 | 2010-11-01 | Registered: 27/12/10 | NC | ACM0002 ver. 9 | NO | YES | Grid-connected power from other sources | Asia Pacific | [18 empty] | Sweden |  |  | Active
4544 | Nam Soi & Nam Cong Hydropower Project | New Dam | Vietnam | - | Registered | SGS | Energy and Environment Consultancy Joint Stock Company | Large | 20 | 284.03 | 7 renewable | 40.298 | 2006-06-03 | 2008-03-04 | 2010-01-01 | Registered: 22/06/11 (16/09/11) | NC | ACM0002 ver. 9 | NO | NO | Grid-connected power from other sources | Asia Pacific | [18 empty] | - |  |  | Active
0784 | Yangyang Renewable Energy Project (3MW Wind Power + 1.4MW Small Hydroelectric Power) | Existing Dam | Republic of Korea | - | Registered | Korea Energy Management Corporation (KEMCO) | Ecofrontier | Small | 4.4 | - | 7 renewable | 8.62 | 2006-05-31 | 2009-08-02 | 2011-01-02 | Registered: 10/02/07 | NC | AMS.ID ver. 9 | NO | NO | Grid-connected power from other sources | Asia Pacific | 13.959 | 2011-01-26 | 13.959 | [14 empty] | Korean Foundation for Quality | - |  |  | Active
0943 | 5 MW Renewable Energy Project for a Grid system, India at Beas Nallah in Kullu district of Himachal Pradesh by M/s Sai Engineering Foundation + | New Dam/'Run of the River' | India | - | Registered | DNV | Zenith Corporate Services (P) Ltd | Small | 5 | - | 10 fixed | 16.853 | 2006-05-25 | 2008-09-02 | 2011-04-02 | Registered: 05/05/07 | A | AMS.ID ver. 10 | NO | NO | Grid-connected power from other sources | Asia Pacific | 39.278 | 2010-01-18 | 39.278 | [14 empty] | DNV | - |  |  | Active
1252 | Upper Awa small hydroelectric project (5 MW), Himachal Pradesh, India + | New Dam/'Run of the River' | India | - | Rejected | SGS | Zenith Corporate Services | Small | 5 | - | 10 fixed | 27.467 | 2006-05-24 | 2009-12-02 | 2012-01-02 | Failed Additionality Test: 13/09/07 | NC | AMS.ID ver. 8 | NO | NO | Grid-connected power from other sources | Asia Pacific | [18 empty] | - |  |  | Inactive
0743 | 22.5 MW Bhilangana Hydro Power Project (BHPP) | New Dam/'Run of the River' | India | - | Registered | TÜV-NORD | SPEL | Large | 22.5 | - | 10 fixed | 109.304 | 2006-05-19 | 2007-10-02 | 2011-04-02 | Registered: 08/01/07 | A, B, SD | ACM0002 ver. 6 | NO | YES | Grid-connected power from other sources | Asia Pacific | 81.402 | 2012-05-15 | 81.402 | [14 empty] | TÜV-Rheinland | - |  |  | Active
2168 | Cuchildeo Hydroelectric Project | New Dam/'Run of the River' | Chile | Sweden (Ecosecurities) | Registered | TÜV-SÜD | EcoSecurities | Small | 0.8 | - | 7 renewable | 4.485 | 2006-05-18 | 2010-09-02 | 2011-12-02 | Registered: 22/12/08 | NC | AMS.ID ver. 12 | NO | NO | Diesel Power Generation | Latin America | [18 empty] | Sweden |  |  | Active
0904 | Guangrun Hydropower Project in Hubei Province, P.R. China | New Dam | China | Netherlands (CDCF) | Registered | DNV | Carbon Finance Unit | Large | 28 | 32.3 | 7 renewable | 75.832 | 2006-05-17 | 2012-07-02 | 2012-07-02 | Registered: 27/04/07 | NC | ACM0002 ver. 6 | NO | YES | Grid-connected power from other sources | Asia Pacific | [18 empty] | Netherlands |  |  | Active
0952 | Jiaojiping Hydroelectric Project | New Dam/'Run of the River' | China | Netherlands (EcoSecurities) | Registered | DNV | Ecosecurities | Large | 72 | - | 7 renewable | 266.048 | 2006-05-17 | 2009-05-02 | 2011-08-02 | Registered: 06/05/07 | NC | ACM0002 ver. 6 | NO | YES | Grid-connected power from other sources | Asia Pacific | [18 empty] | Netherlands |  |  | Active
0962 | Ganxipo Hydroelectric Project | New Dam/'Run of the River' | China | UK (Ecosecurities) | Registered | DNV | Ecosecurities | Large | 75 | - | 7 renewable | 297.866 | 2006-05-17 | 2009-05-02 | 2011-08-02 | Registered: 20/05/07 | NC | ACM0002 ver. 6 | NO | YES | Grid-connected power from other sources | Asia Pacific | [18 empty] | UK |  |  | Active
NYA | 9 MW Kaldigad Grid –connected Small Hydroelectric project in Uttaranchal, India + | New Dam/'Run of the River' | India | - | Validation terminated | DNV | ADB CDM Facility | Small | 9 | - | 10 fixed | 53.349 | 2006-05-06 | 2010-06-02 | 2013-07-02 | Open for comment: 06/05/06 - 05/06/06 |  | AMS.ID ver. 8 | NO | NO | Grid-connected power from other sources | Asia Pacific | [18 empty] | - |  |  | Inactive
NYA | 10 MW Madhyamaheswar Ganga Grid - connected small hydroelectric project | New Dam/'Run of the River' | India | - | Validation terminated | DNV | ADB CDM Facility | Small | 10 | - | 10 fixed | 50.711 | 2006-05-06 | 2010-06-02 | 2013-07-02 | Open for comment: 06/05/06 - 05/06/06 |  | AMS.ID ver. 8 | NO | NO | Grid-connected power from other sources | Asia Pacific | [18 empty] | - |  |  | Inactive
NYA | Kaliganga Small Hydroelectric projects in Uttaranchal, India – 10 MW bundled SSC CDM Project + | New Dam/'Run of the River' | India | - | Validation terminated | DNV | ADB CDM Facility | Small | 10 | - | 10 fixed | 55.742 | 2006-05-06 | 2010-07-02 | 2013-07-02 | Open for comment: 06/05/06 - 05/06/06 |  | AMS.ID ver. 8 | NO | NO | Grid-connected power from other sources | Asia Pacific | [18 empty] | - |  |  | Inactive
1077 | Montecristo Hydroelectric Project + | New Dam/'Run of the River' | Guatemala | Italy (ENEL) | Rejected | AENOR | Energía y Medio Ambiente | Small | 13.1 | - | 7 renewable | 36.655 | 2006-05-06 | 2009-01-02 | 2010-06-02 | Failed Alternative Assessment: 19/10/07 | NC | AMS.ID ver. 8 | NO | NO | Grid-connected power from other sources | Latin America | [18 empty] | Italy |  |  | Inactive
0841 | Yunnan Whitewaters Hydropower Development Project | New Dam | China | Italy (ICF) | Registered | DNV | World Bank + Institute for Global Sustainable Enterprise | Large | 78 | 23.8 + 23.8 + 41.4 | 7 renewable | 274.56 | 2006-05-04 | 2011-08-02 | 2011-08-02 | Registered: 02/04/07 | A | ACM0002 ver. 6 | NO | YES | Grid-connected power from other sources | Asia Pacific | 444.074 | 2010-03-19 | 60.773 | 2010-03-19 | 60.773 | 2011-01-19 | 83.034 | 2012-01-03 | 239.494 | [8 empty] | SGS | Italy |  |  | Active
0801 | Korea Water Resources Corporation (Kwater) small-scale hydroelectric power plants project II | Existing Dam | Republic of Korea | - | Registered | DNV | Ecoeye co, ltd. | Small | 3.1 | - | 7 renewable | 8.697 | 2006-04-27 | 2011-02-02 | 2012-06-02 | Registered: 09/02/07 | NC | AMS.ID ver. 9 | NO | NO | Grid-connected power from other sources | Asia Pacific | 7.671 | 2011-01-14 | 4.87 | 2011-05-05 | 2.801 | [12 empty] | KSA | - |  |  | Active
1074 | Yunnan Nandihe Hydro Power Project | New Dam/'Run of the River' | China | Germany (RWE Power AG) | Registered | TÜV-SÜD | Beijing Tianqing Power International CDM Consulting + Caspervandertak Consulting + Enecore carbon Ltd | Large | 62.6 | - | 7 renewable | 70.443 | 2006-04-25 | 2009-11-02 | 2011-06-02 | Registered: 04/10/07 | NC | ACM0002 ver. 6 | NO | YES | Grid-connected power from other sources | Asia Pacific | 162.625 | 2010-05-19 | 36.75 | 2011-08-03 | 125.875 | [12 empty] | SGS | Germany |  |  | Active
1246 | Xiaoshuichi Hydro Power Project of Lanzhou City, Gansu Province, P.R. China. | New Dam/'Run of the River' | China | Austria (Kommunalkredit Public Consulting Gmb) | Registered | DNV | GOU Jun | Large | 22.5 | - | 7 renewable | 47.913 | 2006-04-22 | 2009-11-02 | 2011-01-02 | Registered: 10/11/07 | NC | ACM0002 ver. 5 | NO | YES | Grid-connected power from other sources | Asia Pacific | 133.843 | 2010-08-11 | 59.47 | 2011-07-11 | 74.373 | [12 empty] | TÜV-SÜD | Austria |  |  | Active
NYA | Gansu “Yinda” Dongyigan Small Hydropower Project (GYDSHP) + | New Dam/'Run of the River' | China | Austria (Kommunalkredit Public Consulting Gmb) | Validation terminated | DNV | GOU Jun | Small | 13.5 | - | 7 renewable | 41.428 | 2006-04-18 | 2011-01-02 | 2011-01-02 | Open for comment: 18/04/06 - 18/05/06 |  | AMS.ID ver. 8 | NO | NO | Grid-connected power from other sources | Asia Pacific | [18 empty] | Austria |  |  | Inactive
0809 | Garganta da Jararaca Small Hydroelectric Power Plant (SHP) | New Dam/'Run of the River' | Brazil | - | Registered | SGS | Ecoinvest | Large | 29.3 | 10.2 | 7 renewable | 50.293 | 2006-04-12 | 2009-01-02 | 2011-01-02 | Registered: 31/07/07 | NC | ACM0002 ver. 6 | YES | YES | Grid-connected power from other sources | Latin America | 184.903 | 2010-05-21 | 68.936 | 2011-01-13 | 60.613 | 2011-09-12 | 55.354 | [10 empty] | TÜV-NORD | - |  |  | Active
0830 | Rialma Companhia Energética I S/A. - Santa Edwiges I Small Hydro Power Plant - Small Scale CDM Project | New Dam/'Run of the River' | Brazil | - | Registered | Bureau Veritas Certification Holding SAS | Ecoinvest Carbon Assessoria Ltd. | Small | 12.1 | 4.01 | 7 renewable | 13.138 | 2006-04-12 | 2010-09-02 | 2011-01-02 | Registered: 11/03/07 | NC | AMS.ID ver. 9 | YES | NO | Grid-connected power from other sources | Latin America | 37.439 | 2008-04-11 | 10.65 | 2009-05-18 | 12.785 | 2011-12-30 | 14.004 | [10 empty] | BV Cert | - |  |  | Active
0884 | Gansu Dang River Hydropower Project | New Dam/'Run of the River' | China | Japan (Japan Carbon Finance) | Registered | DNV | Easy Carbon Consultancy Ltd | Large | 35.4 | - | 7 renewable | 170.191 | 2006-04-07 | 2008-11-02 | 2011-05-02 | Registered: 06/04/07 | NC | ACM0002 ver. 6 | NO | YES | Grid-connected power from other sources | Asia Pacific | 458.101 | 2008-07-31 | 30.285 | 2010-12-29 | 116.494 | 2011-05-12 | 150.235 | 2011-09-29 | 161.087 | [8 empty] | SGS | Japan |  |  | Active
0816 | Varahi Tail Race Small Hydro Power Project of SPCL in Karnataka, India | New Dam/'Run of the River' | India | - | Registered | TÜV-SÜD | Sandur Power Company Ltd. | Large | 22.5 | - | 10 fixed | 100.386 | 2006-04-06 | 2006-10-02 | 2011-02-02 | Registered: 23/03/07 | A | ACM0002 ver. 6 | NO | YES | Grid-connected power from other sources | Asia Pacific | 178.403 | 2009-03-02 | 93.418 | 2011-01-12 | 84.985 | [12 empty] | TÜV-NORD | - |  |  | Active
0948 | Lower Manair Mini Hydel Scheme at Kakatiya Canal located in Andhra Pradesh, India + | New Dam/'Run of the River' | India | - | Registered | TÜV-SÜD | Saraswati Power & Industries | Small | 3 | - | 10 fixed | 6.366 | 2006-04-06 | 2004-06-02 | 2011-03-02 | Registered: 16/04/07 | NC | AMS.ID ver. 9 | NO | NO | Grid-connected power from other sources | Asia Pacific | [18 empty] | - |  |  | Active
2423 | Hubei Yunlonghe Hydropower Project of Enshi City, Enshi Prefecture, Hubei Province + | New Dam | China | Austria (Kommunalkredit Public Consulting Gmb) | Registered | DNV | Arreon Carbon UK | Large | 40 | 53.3 | 7 renewable | 111.62 | 2006-04-06 | 2010-10-02 | 2013-04-02 | Registered: 28/07/09 | A, SD, O | ACM0002 ver. 7 | NO | YES | Grid-connected power from other sources | Asia Pacific | 196.657 | 2011-07-06 | 87.444 | 2012-04-26 | 109.213 | [12 empty] | BV Cert | Austria |  |  | Active
0695 | Yanling Shendu Hydropower Project + | New Dam/'Run of the River' | China | UK (Carbon Resource Management) | Registered | DNV | IT Power Limited | Small | 6.4 | 80 | 7 renewable | 19.883 | 2006-03-29 | 2010-03-02 | 2010-12-02 | Registered: 16/02/07 | NC | AMS.ID ver. 9 | NO | NO | Grid-connected power from other sources | Asia Pacific | 70.965 | 2009-04-27 | 18.979 | 2010-02-19 | 17.225 | 2010-02-17 | 15.529 | 2011-01-12 | 19.232 | [8 empty] | DNV | UK |  |  | Active
0662 | 1.5 MW Link Canal Mini Hydel Project + | New Dam/'Run of the River' | India | - | Registered | TÜV-NORD | MITCON Consultancy Services Ltd., Pune | Small | 1.5 | - | 10 fixed | 2.784 | 2006-03-28 | 2005-07-02 | 2007-09-02 | Registered: 30/10/06 | O | AMS.ID ver. 8 | NO | NO | Grid-connected power from other sources | Asia Pacific | 15.366 | 2007-09-26 | 9.722 | 2011-05-25 | 5.644 | [12 empty] | TÜV-NORD | - |  |  | Active
0953 | Birahi Ganga Hydro Electric Project + | New Dam/'Run of the River' | India | - | Registered | DNV | SMEC India | Small | 4.8 | - | 7 renewable | 21.868 | 2006-03-28 | 2009-12-02 | 2012-01-02 | Registered: 05/04/07 | NC | AMS.ID ver. 9 | NO | NO | Grid-connected power from other sources | Asia Pacific | [18 empty] | - |  |  | Active
0886 | Anguoer Hydropower Project in China | New Dam/'Run of the River' | China | - | Registered | DNV | Science and tech. Improvement Centre of GanSu Province | Large | 25.2 | 82.9 | 7 renewable | 71.8 | 2006-03-25 | 2010-01-02 | 2011-08-02 | Registered: 06/04/07 | O | ACM0002 ver. 6 | NO | YES | Grid-connected power from other sources | Asia Pacific | 211.226 | 2009-04-16 | 54.473 | 2009-08-14 | 67.865 | 2011-08-22 | 88.888 | [10 empty] | TÜV-NORD | - |  |  | Active
0669 | Paso Ancho Hydroelectric Project + | New Dam/'Run of the River' | Panama | UK (Ecosecurities) | Registered | SGS | Ecosecurities | Small | 5 | - | 7 renewable | 22.233 | 2006-03-18 | 2010-03-02 | 2012-01-02 | Registered: 10/03/07 | NC | AMS.ID ver. 8 | NO | NO | Grid-connected power from other sources | Latin America | [18 empty] | UK |  |  | Active
NYA | Poza Honda and La Esperanza Small Hydroelectric Projects + | Existing Dam | Ecuador | - | Validation terminated | SGS | CORDELIM | Small | 9.2 | - | 7 renewable | 40.974 | 2006-03-18 | 2007-09-02 | 2010-03-02 | Open for comment: 18/03/06 - 17/04/06 |  | AMS.ID ver. 8 | NO | NO | Grid-connected power from other sources | Latin America | [18 empty] | - |  |  | Inactive
NYA | Pamir Energy – Pamir I Hydropower Generation | New Dam/'Run of the River' | Tajikistan | - | Validation terminated | DNV | Factor Consulting + Management AG | Small | 7 | - | 10 fixed | 50.875 | 2006-03-17 | 2006-06-02 | 2010-01-02 | Open for comment: 17/03/06 - 16/04/06 |  | AMS.ID ver. 8 | NO | NO | Grid-connected power from other sources | Asia Pacific | [18 empty] | - |  |  | Inactive
0594 | 5MW Renewable Energy Project for grid, Gansu Province, China + | New Dam/'Run of the River' | China | - | Registered | DNV | The center for Science and Technology of Gansu Province | Small | 5 | - | 7 renewable | 19.272 | 2006-03-14 | 2007-09-02 | 2010-12-02 | Registered: 23/10/06 | NC | AMS.ID ver. 8 | NO | NO | Grid-connected power from other sources | Asia Pacific | 24.057 | 2009-01-15 | 11.8 | 2010-02-11 | 12.257 | [12 empty] | DNV | - |  |  | Active
0600 | 9.6MW Xiaohe Small Hydropower Project, China + | New Dam/'Run of the River' | China | - | Registered | DNV | The center for Science and Technology of Gansu Province | Small | 9.6 | - | 7 renewable | 41.589 | 2006-03-14 | 2009-04-02 | 2012-01-02 | Registered: 23/10/06 | NC | AMS.ID ver. 8 | NO | NO | Grid-connected power from other sources | Asia Pacific | 27.035 | 2012-05-24 | 27.035 | [14 empty] | SGS | - |  |  | Active
0554 | Luertai 12.2 MW Hydropower Station Project, Lintan County, Gannan Autonomous Tibetan Prefecture, Gansu province, China + | New Dam/'Run of the River' | China | Japan (Kansai Electric Power) | Registered | TÜV-SÜD | Caspervandertak Consulting | Small | 12.2 | - | 7 renewable | 40.942 | 2006-02-28 | 2007-05-02 | 2010-07-02 | Registered: 30/09/06 | NC | AMS.ID ver. 8 | NO | NO | Grid-connected power from other sources | Asia Pacific | 95.872 | 2009-09-17 | 15.35 | 2011-05-13 | 54.425 | 2011-11-08 | 26.097 | [10 empty] | TÜV-SÜD | Japan |  |  | Active
0555 | Kanfeng 15 MW Hydropower Station Project, Min County, Dingxi City Prefecture, Gansu province, China + | New Dam/'Run of the River' | China | Japan (Kansai Electric Power) | Registered | TÜV-SÜD | Caspervandertak Consulting | Small | 15 | - | 7 renewable | 48.071 | 2006-02-28 | 2009-05-02 | 2011-01-02 | Registered: 15/10/06 | NC | AMS.ID ver. 8 | NO | NO | Grid-connected power from other sources | Asia Pacific | 54.361 | 2011-04-28 | 26.762 | 2011-12-27 | 27.599 | [12 empty] | JACO | Japan |  |  | Active
0831 | Rialma Companhia Energética S/A. – Santa Edwiges II Small Hydro Power Plant – Small Scale CDM Project | New Dam/'Run of the River' | Brazil | - | Registered | Bureau Veritas Certification Holding SAS | Ecoinvest Carbon Assessoria Ltd | Small | 12.1 | 4.35 | 7 renewable | 16.513 | 2006-02-17 | 2010-01-02 | 2011-01-02 | Registered: 02/04/07 | NC | AMS.ID ver. 9 | YES | NO | Grid-connected power from other sources | Latin America | 20.471 | 2010-05-06 | 20.471 | [14 empty] | TÜV-NORD | - |  |  | Active
0541 | La Joya Hydroelectric Project (Costa Rica) | Existing Dam | Costa Rica | Spain (Union Fenosa) | Registered | AENOR | Union Fenosa | Large | 50 | - | 7 renewable | 38.273 | 2006-02-10 | 2010-01-02 | 2010-09-02 | Registered: 09/03/07 | NC | ACM0002 ver. 6 | YES | YES | Grid-connected power from other sources | Latin America | 322.27 | 2010-11-25 | 92.651 | 2011-03-23 | 160.75 | 2012-03-16 | 68.869 | [10 empty] | DNV | Spain |  |  | Active
0400 | 2x5 Radhanagari Hydro Electric Project + | Existing Dam | India | UK (Ecosecurities) | Rejected | DNV | Ecosecurities | Small | 10 | - | 7 renewable | 21.173 | 2006-02-09 | 2009-09-02 | 2011-07-02 | Failed Additionality Test: 29/09/06 | NC | AMS.ID ver. 7 | NO | NO | Grid-connected power from other sources | Asia Pacific | [18 empty] | UK |  |  | Inactive
0574 | Erlongshan Hydropower Project in Gansu Province | New Dam/'Run of the River' | China | - | Registered | DNV | Tsinghua University | Large | 50.5 | - | 7 renewable | 134.811 | 2006-02-08 | 2010-01-02 | 2011-07-02 | Registered: 13/11/06 | NC | ACM0002 ver. 2 | NO | YES | Grid-connected power from other sources | Asia Pacific | 340.331 | 2009-03-18 | 49.922 | 2010-01-06 | 130.689 | 2010-11-02 | 46.855 | 2012-03-02 | 112.865 | [8 empty] | TÜV-NORD | - |  |  | Active
0862 | Allain Duhangan Hydroelectric Project (ADHP) | New Dam/'Run of the River' | India | Italy (IBRD) | Registered | DNV | Emergent Ventures India Pvt. Ldt | Large | 192 | 6508.5 | 10 fixed | 494.668 | 2006-02-08 | 2012-06-02 | 2012-06-02 | Registered: 17/05/07 | A, PB | ACM0002 ver. 6 | NO | YES | Grid-connected power from other sources | Asia Pacific | [18 empty] | Italy |  |  | Active
0836 | 24 MW Chayadevi Mini Hydro Power Project in Karnataka, India | New Dam/'Run of the River' | India | - | Registered | DNV | Zenith Corporate Services (P) Ltd | Large | 24 | - | 10 fixed | 42.419 | 2006-01-31 | 2008-09-02 | 2010-12-02 | Registered: 30/03/07 | O | ACM0002 ver. 6 | NO | YES | Grid-connected power from other sources | Asia Pacific | 171.002 | 2008-07-14 | 44.446 | 2009-06-23 | 38.962 | 2011-06-08 | 42.698 | 2012-04-10 | 44.896 | [8 empty] | TÜV-NORD | - |  |  | Active
1203 | 10 MW Renewable Energy Project for a Grid at Taraila, Himachal Pradesh | New Dam/'Run of the River' | India | - | Registered | DNV | Zenith Corporate Services (P) Ltd | Small | 10 | - | 10 fixed | 36.031 | 2006-01-31 | 2010-02-02 | 2011-10-02 | Registered: 13/09/07 | A | AMS.ID ver. 10 | NO | NO | Grid-connected power from other sources | Asia Pacific | [18 empty] | - |  |  | Active
0435 | Song Muc Hydro Power Station Regeneration Project in Vietnam + | Existing Dam | Vietnam | Japan (Tohoku Electric Power Co., Inc.) | Registered | TECO | Tohoku Eletric Power inc. Ltd | Small | 2 | - | 7 renewable | 4.306 | 2006-01-24 | 2010-04-02 | 2011-04-02 | Registered: 26/06/06 | NC | AMS.ID ver. 8 | NO | NO | Grid-connected power from other sources | Asia Pacific | 1.243 | 2009-11-04 | 1.243 | [14 empty] | TECO | Japan |  |  | Active
0580 | Calope Hydroelectric Project | New Dam/'Run of the River' | Ecuador | Netherlands | Registered | DNV | DEUMAN | Large | 16.6 | - | 7 renewable | 66.185 | 2006-01-18 | 2010-09-02 | 2010-11-02 | Registered: 12/11/06 | SD | ACM0002 ver. 6 | NO | NO | Grid-connected power from other sources | Latin America | 306.584 | 2007-12-27 | 54.721 | 2009-02-13 | 64.031 | 2010-02-24 | 62.068 | 2012-01-30 | 60.031 | 2012-05-30 | 65.733 | [6 empty] | AENOR | Netherlands |  |  | Active
0376 | Taraila Small Hydroelectric Project of Ginni Global Ltd + | New Dam/'Run of the River' | India | - | Registered | TÜV-SÜD | Ginni Global Ltd | Small | 5 | - | 10 fixed | 25.19 | 2006-01-13 | 2009-10-02 | 2011-02-02 | Registered: 04/06/06 | NC | AMS.ID ver. 8 | NO | NO | Grid-connected power from other sources | Asia Pacific | 77.278 | 2009-04-08 | 21.453 | 2010-05-19 | 29.942 | 2011-04-07 | 25.883 | [10 empty] | TÜV-SÜD | - |  |  | Active
0891 | Atiaia – Buriti Small Hydropower Plant | New Dam/'Run of the River' | Brazil | Netherlands (IFC) | Registered | SGS | Ecoinvest Carbon Brasil | Large | 58 | 78.95 | 7 renewable | 63.998 | 2006-01-12 | 2009-07-02 | 2011-01-02 | Registered: 31/07/07 | NC | ACM0002 ver. 6 | YES | YES | Grid-connected power from other sources | Latin America | [18 empty] | Netherlands |  |  | Active
0857 | Middle and Lower Kolab Hydroelectric Projects | New Dam/'Run of the River' | India | - | Registered | TÜV-SÜD | Zenith Corporate Services (P) Ltd | Large | 37 | - | 10 fixed | 119.224 | 2006-01-05 | 2008-12-02 | 2011-03-02 | Registered: 09/04/07 | NC | ACM0002 ver. 6 | NO | YES | Grid-connected power from other sources | Asia Pacific | 207.143 | 2011-12-14 | 207.143 | [14 empty] | DNV | - |  |  | Active
0895 | 20MW Samal Grid-connected Hydroelectric Project in Orissa, India | Existing Dam | India | - | Registered | DNV | Zenith Corporate Services | Large | 20 | - | 10 fixed | 106.789 | 2006-01-05 | 2009-01-02 | 2011-06-02 | Registered: 01/06/07 | A | ACM0002 ver. 6 | NO | NO | Grid-connected power from other sources | Asia Pacific | 60.583 | 2012-03-02 | 60.583 | [14 empty] | TÜV-NORD | - |  |  | Active
0907 | Gansu Jingtieshan Hydro Power Project | New Dam/'Run of the River' | China | Spain (Endesa Generación S.A.) | Registered | DNV | Beijing Rain Curtain Consulting Ltd | Large | 26.6 | - | 7 renewable | 116 | 2006-01-01 | 2008-11-02 | 2010-01-02 | Registered: 17/06/07 | NC | ACM0002 ver. 6 | NO | YES | Grid-connected power from other sources | Asia Pacific | 507.342 | 2008-02-20 | 139.764 | 2009-04-15 | 118.518 | 2010-08-12 | 125.868 | 2011-08-29 | 123.192 | [8 empty] | SGS | Spain |  |  | Active
0751 | Sanquhar and Delta Small Hydro Power Projects + | New Dam/'Run of the River' | Sri Lanka | - | Registered | DNV | Hydro Power Services (Pvt) Ltd | Small | 3.2 | - | 7 renewable | 5.489 | 2005-12-31 | 2005-04-02 | 2008-01-02 | Registered: 11/12/06 | NC | AMS.ID ver. 9 | NO | NO | Grid-connected power from other sources | Asia Pacific | 19.975 | 2008-09-26 | 8.932 | 2011-06-24 | 11.043 | [12 empty] | DNV | - |  |  | Active
1012 | Hebbakavadi Canal Based Mini Hydro Project in Karnataka, India + | New Dam/'Run of the River' | India | Italy (Asja Ambiente Italia) | Registered | DNV | Senergy Global Private Limited | Small | 3 | - | 7 renewable | 3.141 | 2005-12-31 | 2004-11-02 | 2006-07-02 | Registered: 26/04/07 | A | AMS.ID ver. 10 | NO | NO | Grid-connected power from other sources | Asia Pacific | 18.331 | 2007-08-03 | 11.768 | 2008-11-26 | 3.425 | 2011-09-27 | 3.138 | [10 empty] | DNV | Italy |  |  | Active
0693 | Votorantim’s Hydropower Plant with existing reservoir “Pedra do Cavalo” CDM Project | Existing Dam | Brazil | - | Registered | DNV | Ecoinvest Carbon Brasil | Large | 160 | - | 7 renewable | 59.485 | 2005-12-30 | 2006-04-02 | 2009-04-02 | Registered: 31/12/06 | NC | ACM0002 ver. 6 | YES | YES | Grid-connected power from other sources | Latin America | 99.611 | 2008-02-14 | 99.611 | [14 empty] | DNV | - |  |  | Active
0773 | Ceran's Monte Claro Run of river Dam Hydropower Plant CDM Project Activity | New Dam/'Run of the River' | Brazil | - | Registered | DNV | Ecoinvest Carbon Brasil | Large | 139 | 92.86 | 7 renewable | 121.721 | 2005-12-30 | 2006-04-02 | 2009-03-02 | Registered: 08/04/07 | NC | ACM0002 ver. 6 | YES | YES | Grid-connected power from other sources | Latin America | 753.637 | 2007-12-13 | 135.689 | 2008-05-30 | 174.467 | 2009-07-20 | 111.986 | 2010-08-11 | 133.679 | 2011-11-10 | 197.816 | [6 empty] | SGS | - |  |  | Active
1001 | 4.05 MW Grid connected Small Hydroelectric Project in Andhra Pradesh, India | Existing Dam | India | UK (Noble Carbon) | Registered | DNV | NATL Power Ltd | Small | 4.1 | - | 10 fixed | 8.357 | 2005-12-30 | 2004-02-02 | 2005-08-02 | Registered: 22/04/07 | A, B | AMS.ID ver. 10 | NO | NO | Grid-connected power from other sources | Asia Pacific | 36.076 | 2007-06-22 | 13.98 | 2008-11-26 | 14.535 | 2010-07-30 | 7.561 | [10 empty] | DNV | UK |  |  | Active
NYA | Song Con Hydro Power Project | New Dam | Vietnam | - | At validation | TÜV-Rheinland | Research Center for Energy & Env | Large | 57 | 20 | 10 fixed | 112.711 | 2005-12-30 | 2010-03-02 | 2012-01-02 | Open for comment: 30/12/05 - 29/01/06 |  | ACM0002 ver. 5 | NO | YES | Grid-connected power from other sources | Asia Pacific | [18 empty] | - |  |  | Active
NYA | 6.0 MW Shimsha Mini Hydel Power project of Atria Power Corporation Limited at Malavalli Taluk, Mandya District, Karnataka + | New Dam/'Run of the River' | India | - | At validation | Bureau Veritas Certification Holding SAS | Shimsha Mini Hydel Power Project | Small | 6 | - | 7 renewable | 18.809 | 2005-12-30 | 2007-07-02 | 2009-01-02 | Open for comment: 30/12/05 - 29/01/06 |  | AMS.ID ver. 7 | NO | NO | Grid-connected power from other sources | Asia Pacific | [18 empty] | - |  |  | Active
0750 | 11.3 MW renewable Energy Project for a Grid System by K.M.Power (P) Limited + | New Dam/'Run of the River' | India | - | Registered | DNV | K.M. Power (P) Limited | Small | 11.3 | - | 10 fixed | 21.198 | 2005-12-29 | 2005-05-02 | 2006-02-02 | Registered: 14/01/07 | A, B | AMS.ID ver. 9 | NO | NO | Grid-connected power from other sources | Asia Pacific | 132.83 | 2007-05-29 | 60.602 | 2008-05-07 | 24.911 | 2009-06-17 | 27.06 | 2009-12-02 | 20.257 | [8 empty] | DNV | - |  |  | Active
NYA | El Condor and Punutuma Hydroelectric Project + | New Dam/'Run of the River' | Bolivia | UK | Validation terminated | DNV | Ecosecurities | Small | 12.5 | - | 7 renewable | 5.536 | 2005-12-29 | 2011-04-02 | 2011-04-02 | Open for comment: 29/12/05 - 28/01/06 |  | AMS.ID ver. 7 | NO | NO | Grid-connected power from other sources | Latin America | [18 empty] | UK |  |  | Inactive
0522 | 6.6 MW Sheshadri Iyer Mini Hydel Power project of Atria Hydel Power Limited at Malavalli Taluk, Mandya District, Karnataka + | Existing Dam | India | - | Rejected | Bureau Veritas Certification Holding SAS | Atria Hydel Power Corporation | Small | 6.6 | - | 7 renewable | 18.517 | 2005-12-29 | 2005-10-02 | 2006-01-02 | Failed Additionality Test: 15/12/06 | NC | AMS.ID ver. 8 | NO | NO | Grid-connected power from other sources | Asia Pacific | [18 empty] | - |  |  | Inactive
NYA | Kuthungal run of the river 21 MW hydro power plant | New Dam/'Run of the River' | India | - | At validation | Bureau Veritas Certification Holding SAS | Indsil Electrosmelts Ltd | Large | 21 | - | 7 renewable | 18.585 | 2005-12-23 | 2005-06-02 | 2005-06-02 | Open for comment: 23/11/05 - 23/12/05 |  | ACM0002 ver. 3 | NO | YES | Grid-connected power from other sources | Asia Pacific | [18 empty] | - |  |  | Active
0667 | Braço Norte III Small Hydro Plant + | New Dam/'Run of the River' | Brazil | Switzerland + Netherlands (EcoSecurities) | Registered | SGS | Clean Air S.A. | Small | 14.2 | - | 7 renewable | 40.026 | 2005-12-21 | 2007-10-02 | 2007-10-02 | Registered: 25/11/06 | NC | AMS.ID ver. 8 | YES | NO | Grid-connected power from other sources | Latin America | 246.175 | 2007-09-03 | 135.259 | 2008-05-05 | 36.201 | 2008-10-17 | 30.166 | 2009-02-25 | 21.863 | 2009-12-16 | 22.686 | [6 empty] | SGS | Switzerland | Netherlands |  | Active
0668 | Braço Norte IV Small Hydro Plant + | New Dam/'Run of the River' | Brazil | Switzerland + Netherlands (EcoSecurities) | Registered | SGS | Clean Air S.A. | Small | 14 | - | 7 renewable | 45.593 | 2005-12-21 | 2011-04-02 | 2011-04-02 | Registered: 25/11/06 | NC | AMS.ID ver. 8 | YES | NO | Grid-connected power from other sources | Latin America | 84.009 | 2008-09-08 | 34.905 | 2009-03-09 | 23.13 | 2010-03-04 | 25.974 | [10 empty] | SGS | Switzerland | Netherlands |  | Active
0663 | Santa Lúcia II Small Hydro Plant | New Dam/'Run of the River' | Brazil | - | Registered | SGS | Clean Air S.A. | Small | 7.6 | - | 7 renewable | 23.151 | 2005-12-17 | 2007-10-02 | 2007-10-02 | Registered: 25/11/06 | NC | AMS.ID ver. 8 | NO | NO | Grid-connected power from other sources | Latin America | 125.826 | 2007-05-17 | 91.321 | 2008-03-20 | 34.505 | [12 empty] | SGS | - |  |  | Active
0285 | Tarucani I (“the project”) | Existing Dam | Peru | - | Registered | TÜV-SÜD | Tarucani Generating Company S.A | Large | 49 | - | 7 renewable | 153.957 | 2005-12-09 | 2010-04-02 | 2012-04-02 | Registered: 06/09/06 | NC | ACM0002 ver. 4 | NO | YES | Grid-connected power from other sources | Latin America | [18 empty] | - |  |  | Active
0874 | Quitaracsa I (“the project”). | New Dam/'Run of the River' | Peru | - | Registered | TÜV-SÜD | Quitaracsa S.A-Empresa de Generación Eléctrica | Large | 114.4 | - | 7 renewable | 249.463 | 2005-12-09 | 2011-07-02 | 2014-07-02 | Registered: 06/04/07 | NC | ACM0002 ver. 6 | NO | YES | Grid-connected power from other sources | Latin America | [18 empty] | - |  |  | Active
1052 | Chacabuquito Hydroelectric Power Project | New Dam/'Run of the River' | Chile | Netherlands + Canada (IBRD) | Registered | DNV | WBCF + Hidroelectrica Guardia Vieja S.A | Large | 26 | - | 7 renewable | 80 | 2005-11-30 | 2006-07-02 | 2006-07-02 | Registered: 07/07/07 | NC | AM0026 ver. 2 | NO | YES | Grid-connected power from other sources | Latin America | [18 empty] | Netherlands | Canada |  | Active
0606 | El Canadá Hydroelectric Project | New Dam/'Run of the River' | Guatemala | Canada + Netherlands (PCF) | Registered | DNV | PCF | Large | 43 | - | 7 renewable | 118.527 | 2005-11-09 | 2007-11-02 | 2007-11-02 | Registered: 02/12/06 | A, B, SD | ACM0002 ver. 6 | NO | YES | Grid-connected power from other sources | Latin America | 397.378 | 2008-10-06 | 397.378 | [14 empty] | SGS | Canada | Netherlands |  | Active
0430 | 12 MW hydropower plant in Bhandardara in Maharashtra, India + | Existing Dam | India | Netherlands (IFC) | Registered | Bureau Veritas Certification Holding SAS | Dodson –Lindblom Hydro Power Ltd | Small | 12 | - | 7 renewable | 29.802 | 2005-11-08 | 2004-04-02 | 2005-07-02 | Registered: 30/09/06 | NC | AMS.ID ver. 9 | NO | NO | Grid-connected power from other sources | Asia Pacific | 271.277 | 2006-12-15 | 156.927 | 2008-05-13 | 46.09 | 2009-06-17 | 11.137 | 2011-04-14 | 17.733 | 2011-07-20 | 20.16 | 2011-12-30 | 19.23 |  |  |  |  | BV Cert | Netherlands |  |  | Active
0312 | 18 MW Kemphole Mini Hydel Scheme (KMHS), by International Power Corporation Limited, India | New Dam/'Run of the River' | India | - | Registered | SGS | Ashutosh Pandey | Large | 18 | - | 7 renewable | 35.775 | 2005-11-03 | 2007-03-02 | 2007-10-02 | Registered: 25/05/06 | NC | ACM0002 ver. 4 | NO | NO | Grid-connected power from other sources | Asia Pacific | 264.127 | 2006-09-08 | 71.678 | 2008-10-13 | 44.477 | 2010-06-14 | 78.191 | 2011-10-06 | 69.781 | [8 empty] | TÜV-SÜD | - |  |  | Active
0735 | La Vuelta and La Herradura Hydroelectric Project | New Dam/'Run of the River' | Colombia | Japan (Electric Power Development Co. Ltd) | Registered | DNV | MGM International | Large | 31.5 | 1893 & 6199 | 7 renewable | 68.795 | 2005-11-03 | 2006-02-02 | 2008-10-02 | Registered: 15/01/07 | NC | ACM0002 ver. 6 | NO | YES | Grid-connected power from other sources | Latin America | 258.423 | 2009-03-02 | 154.232 | 2010-02-01 | 50.84 | 2011-08-15 | 53.351 | [10 empty] | ICONTEC | Japan |  |  | Active
0251 | Cote small-scale hydropower plant + | Existing Dam | Costa Rica | Finland (PCF) | Registered | DNV | WB | Small | 6.8 | - | 7 renewable | 6.431 | 2005-11-01 | 2004-12-02 | 2007-04-02 | Registered: 03/03/06 | NC | AMS.ID ver. 7 | NO | NO | Grid-connected power from other sources | Latin America | 21.275 | 2011-06-08 | 21.275 | [14 empty] | DNV | Finland |  |  | Active
0597 | Concepción Hydroelectric Project + | New Dam/'Run of the River' | Panama | - | Registered | SGS | Istmus Hydropower Corp | Small | 10 | - | 7 renewable | 36.126 | 2005-11-01 | 2009-11-02 | 2011-01-02 | Registered: 21/10/06 | NC | AMS.ID ver. 8 | NO | NO | Grid-connected power from other sources | Latin America | [18 empty] | - |  |  | Active
0614 | PERLABI HYDROELECTRIC PROJECT (PHP) + | New Dam/'Run of the River' | Ecuador | UK (BGC International) | Registered | DNV | MR Luis Endara Yepez | Small | 2.7 | - | 10 fixed | 7.424 | 2005-10-29 | 2008-04-02 | 2008-04-02 | Registered: 22/10/06 | O | AMS.ID ver. 8 | NO | NO | Grid-connected power from other sources | Latin America | 47.375 | 2007-05-30 | 14.527 | 2009-08-31 | 15.42 | 2011-08-01 | 17.428 | [10 empty] | DNV | UK |  |  | Active
0275 | Santa Ana Hydroelectric Plant | New Dam/'Run of the River' | Colombia | - | Registered | TÜV-SÜD | CAEMA | Small | 13.4 | - | 10 fixed | 20.642 | 2005-10-28 | 2004-11-02 | 2009-08-02 | Registered: 11/05/06 | NC | AMS.ID ver. 7 | NO | NO | Grid-connected power from other sources | Latin America | 92.836 | 2007-07-27 | 23.96 | 2008-10-17 | 23.881 | 2009-11-02 | 16.688 | 2011-01-21 | 14.725 | 2012-03-02 | 13.582 | [6 empty] | ICONTEC | - |  |  | Active
0775 | West Nile Electrification Project (WNEP) + | New Dam/'Run of the River' | Uganda | Netherlands + Finland (PCF) | Registered | SGS | PCF | Small | 3.5 | - | 7 renewable | 36.21 | 2005-10-28 | 2007-04-02 | 2009-01-02 | Registered: 10/02/07 | NC | AMS.ID ver. 9 | NO | NO | Grid-connected power from other sources | Africa & Middle East | [18 empty] | Netherlands | Finland |  | Active
0584 | Korea Water Resources Corporation (KOWACO) small-scale hydroelectric power plants project | Existing Dam | Republic of Korea | - | Registered | DNV | Ecoeye co, ltd | Small | 4.7 | - | 7 renewable | 9.689 | 2005-10-26 | 2007-09-02 | 2011-01-02 | Registered: 06/10/06 | NC | AMS.ID ver. 8 | NO | NO | Grid-connected power from other sources | Asia Pacific | 29.267 | 2008-07-30 | 8.43 | 2009-09-25 | 7.274 | 2010-11-11 | 5.445 | 2012-05-08 | 8.118 | [8 empty] | DNV | - |  |  | Active
0273 | Vajra and Chaskaman small hydro projects of Vindhyachal Hydro Power Ltd., Maharashtra, India + | New Dam/'Run of the River' | India | Sweden (CAMS) | Registered | Bureau Veritas Certification Holding SAS | Vindyachal Hydro Power Ltd. | Small | 6 | - | 10 fixed | 19.132 | 2005-10-12 | 2004-07-02 | 2006-04-02 | Registered: 15/05/06 | NC | AMS.ID ver. 7 | NO | NO | Grid-connected power from other sources | Asia Pacific | 173.426 | 2006-07-13 | 71.066 | 2007-06-27 | 21.233 | 2009-06-26 | 25.646 | 2011-05-02 | 16.508 | 2011-09-02 | 22.425 | 2012-03-23 | 16.548 |  |  |  |  | BV Cert | Sweden |  |  | Active
0330 | Manal, Chandni and Timbi Small Hydroelectric Projects of HCPL + | New Dam/'Run of the River' | India | Germany (KfW) | Registered | TÜV-SÜD | Vindyachal Hydro Power Ltd. | Small | 9 | - | 10 fixed | 39.26 | 2005-10-05 | 2007-10-02 | 2009-07-02 | Registered: 21/07/06 | NC | AMS.ID ver. 7 | NO | NO | Grid-connected power from other sources | Asia Pacific | 40.713 | 2007-07-26 | 9.159 | 2009-02-13 | 7.064 | 2010-11-19 | 9.396 | 2011-07-21 | 15.094 | [8 empty] | TÜV-SÜD | Germany |  |  | Active
0244 | Aleo Manali 3 MW Small Hydroelectric Project, Himachal Pradesh, India + | New Dam/'Run of the River' | India | UK (Grey K Environmental) + Italy (Asja Ambiente) | Registered | Bureau Veritas Certification Holding SAS | Senergy Global Private Ltd. | Small | 3 | - | 7 renewable | 13.614 | 2005-10-04 | 2009-08-02 | 2009-09-02 | Registered: 14/04/06 | B | AMS.ID ver. 7 | NO | NO | Grid-connected power from other sources | Asia Pacific | 118.647 | 2006-12-15 | 23.006 | 2008-03-17 | 23.398 | 2009-10-16 | 23.727 | 2011-08-05 | 48.516 | [8 empty] | BV Cert | UK | Italy |  | Active
0172 | Matanzas Hydroelectric Plant + | New Dam/'Run of the River' | Guatemala | - | Registered | AENOR | Enel Latin America | Small | 11.7 | - | 7 renewable | 38.493 | 2005-09-27 | 2006-06-02 | 2006-06-02 | Registered: 21/01/06 | NC | AMS.ID ver. 6 | NO | NO | Grid-connected power from other sources | Latin America | 265.218 | 2006-06-12 | 111.367 | 2007-05-14 | 35.377 | 2008-07-11 | 36.308 | 2009-07-14 | 44.313 | 2011-07-06 | 15.571 | 2011-12-16 | 22.282 |  |  |  |  | AENOR | - |  |  | Active
0174 | San Isidro Hydroelectric Plant + | New Dam/'Run of the River' | Guatemala | - | Registered | AENOR | Enel Latin America | Small | 3.9 | - | 7 renewable | 13.389 | 2005-09-27 | 2006-06-02 | 2006-06-02 | Registered: 23/01/06 | NC | AMS.ID ver. 6 | NO | NO | Grid-connected power from other sources | Latin America | 92.34 | 2006-06-23 | 51.184 | 2008-07-11 | 12.783 | 2009-06-17 | 15.205 | 2011-07-06 | 5.628 | 2011-12-27 | 7.54 | [6 empty] | AENOR | - |  |  | Active
0489 | Repowering Small Hydro Plants (SHP) in the State of São Paulo, Brazil | Existing Dam | Brazil | UK (Cantor Fitzgerald Europe) | Registered | SGS | Clean Air S.A. | Small | 10.8 | - | 7 renewable | 22.406 | 2005-09-27 | 2005-10-02 | 2007-01-02 | Registered: 15/12/06 | NC | ACM0002 ver. 6 | NO | NO | Grid-connected power from other sources | Latin America | 74.694 | 2007-08-22 | 31.19 | 2008-03-31 | 7.16 | 2009-10-28 | 14.032 | 2010-08-20 | 22.312 | [8 empty] | TÜV-SÜD | UK |  |  | Active
1031 | Rio Taquesi Hydroelectric Power Project | New Dam/'Run of the River' | Bolivia | - | Registered | DNV | Green Investment LTDA | Large | 89.5 | 3.8 | 7 renewable | 141.691 | 2005-09-22 | 2004-01-02 | 2006-07-02 | Registered: 16/06/07 | NC | ACM0002 ver. 6 | NO | YES | Grid-connected power from other sources | Latin America | 1420.799 | 2008-05-15 | 725.875 | 2009-09-09 | 207.844 | 2011-06-15 | 184.083 | 2012-02-10 | 302.997 | [8 empty] | SGS | - |  |  | Active
2692 | Bethlehem Hydroelectric project + | New Dam/'Run of the River' | South Africa | Netherlands (Statkraft Markets BV) | Registered | SGS | NuPlanet South Africa | Small | 7 | - | 7 renewable | 33.282 | 2005-09-20 | 2010-12-02 | 2012-01-02 | Registered: 08/10/09 | NC | AMS.ID ver. 13 | NO | NO | Grid-connected power from other sources | Africa & Middle East | [18 empty] | Netherlands |  |  | Active
0327 | Lohgarh, Chakbhai and Sidhana Mini Hydroelectric Projects + | New Dam/'Run of the River' | India | - | Registered | TÜV-SÜD | Aqua Power Ltd | Small | 5.2 | - | 10 fixed | 25.347 | 2005-09-15 | 2007-07-02 | 2008-11-02 | Registered: 30/04/06 | NC | AMS.ID ver. 7 | NO | NO | Grid-connected power from other sources | Asia Pacific | 161.158 | 2006-05-26 | 17.43 | 2008-04-16 | 22.658 | 2009-11-12 | 32.242 | 2011-07-29 | 54.281 | 2012-02-20 | 34.547 | [6 empty] | TÜV-SÜD | - |  |  | Active
0328 | Dolowal, Salar and Bhanubhura Mini Hydroelectric Project + | New Dam/'Run of the River' | India | UK (Merrill Lynch Commodities) | Registered | TÜV-SÜD | Punjab hydro power Ltd | Small | 4.2 | - | 10 fixed | 21.026 | 2005-09-15 | 2006-02-02 | 2007-04-02 | Registered: 30/04/06 | NC | AMS.ID ver. 7 | NO | NO | Grid-connected power from other sources | Asia Pacific | 158.191 | 2006-05-26 | 54.577 | 2008-03-07 | 21.342 | 2009-09-24 | 23.241 | 2011-03-31 | 33.824 | 2012-02-17 | 25.207 | [6 empty] | TÜV-SÜD | UK |  |  | Active
0329 | Babanpur, Killa and Sahoke Mini Hydroelectric Projects + | New Dam/'Run of the River' | India | UK (Merrill Lynch Commodities) | Registered | TÜV-SÜD | Kotla hydro power Ltd | Small | 4.8 | - | 10 fixed | 21.292 | 2005-09-15 | 2007-09-02 | 2008-07-02 | Registered: 30/04/06 | NC | AMS.ID ver. 7 | NO | NO | Grid-connected power from other sources | Asia Pacific | 120.22 | 2006-05-26 | 10.527 | 2008-03-07 | 19.157 | 2010-01-04 | 25.589 | 2011-03-31 | 38.064 | 2012-02-10 | 26.883 | [6 empty] | TÜV-SÜD | UK |  |  | Active
0791 | Maguan Daliangzi Hydro Power Project | New Dam/'Run of the River' | China | Austria (Kommunalkredit Public Consulting Gmb) | Registered | DNV | CREIA, Energy for Sus. Camco | Large | 32 | 233 | 7 renewable | 97.667 | 2005-09-09 | 2008-03-02 | 2010-03-02 | Registered: 18/03/07 | NC | ACM0002 ver. 6 | NO | YES | Grid-connected power from other sources | Asia Pacific | 408.213 | 2008-03-18 | 77.288 | 2008-11-20 | 81.614 | 2010-01-28 | 107.52 | 2011-12-05 | 68.92 | 2012-01-13 | 72.871 | [6 empty] | TÜV-SÜD | Austria |  |  | Active
0248 | La Higuera Hydroelectric Project, Chile | New Dam/'Run of the River' | Chile | - | Registered | DNV | Ecosecurities | Large | 155 | - | 7 renewable | 477.586 | 2005-09-09 | 2006-01-02 | 2012-01-02 | Registered: 20/03/06 | NC | ACM0002 ver. 4 | NO | YES | Grid-connected power from other sources | Latin America | [18 empty] | - |  |  | Active
0477 | Palestina Small Hydroelectric Power Plant - Brascan Energética Minas Gerais S.A. (BEMG) Project Activity | New Dam/'Run of the River' | Brazil | Japan (Chugoku Electric Power) + Netherlands (Shell) | Registered | DNV | Ecoinvest | Small | 12.4 | - | 7 renewable | 27.357 | 2005-08-13 | 2007-11-02 | 2007-11-02 | Registered: 28/08/06 | NC | AMS.ID ver. 8 | NO | NO | Grid-connected power from other sources | Latin America | 241.582 | 2006-11-10 | 98.638 | 2007-03-05 | 7 | 2008-04-04 | 34.748 | 2009-05-20 | 34.477 | 2010-08-19 | 41.105 | 2011-06-22 | 25.614 |  |  |  |  | BV Cert | Japan | Netherlands |  | Active
0543 | Nova Sinceridade Small Hydroelectric Power Plant - Brascan Energética Minas Gerais S.A. (BEMG) Project Activity | New Dam/'Run of the River' | Brazil | Japan (Chugoku Electric Power) + Netherlands (Shell) | Registered | DNV | Ecoinvest | Small | 9.5 | - | 7 renewable | 17.086 | 2005-08-13 | 2005-04-02 | 2005-04-02 | Registered: 24/09/06 | NC | AMS.ID ver. 8 | NO | NO | Grid-connected power from other sources | Latin America | 163.704 | 2006-11-24 | 102.77 | 2007-03-05 | 4.722 | 2008-04-23 | 22.015 | 2009-06-04 | 4.966 | 2009-07-20 | 5.001 | 2010-08-19 | 14.198 | 2011-12-16 | 10.032 |  |  | BV Cert | Japan | Netherlands |  | Active
0968 | Incomex Hydroelectric Project + | New Dam/'Run of the River' | Brazil | UK (Ecosecurities) | Registered | DNV | Ecosecurities | Small | 13.7 | - | 7 renewable | 39.002 | 2005-08-13 | 2005-01-02 | 2005-02-02 | Registered: 27/04/07 | NC | AMS.ID ver. 10 | NO | NO | Grid-connected power from other sources | Latin America | 566.269 | 2008-06-16 | 261.57 | 2008-08-21 | 43.928 | 2010-03-15 | 141.102 | 2011-11-24 | 63.457 | 2011-12-02 | 56.212 | [6 empty] | DNV | UK |  |  | Active
NYA | Salto Natal Small Hydroelectric Power Plant | New Dam/'Run of the River' | Brazil | Netherlands | At validation | DNV | Ecoinvest | Small | 15 | - | 10 fixed | 34.51 | 2005-08-13 | 2007-10-02 | 2007-10-02 | Open for comment: 13/08/05 - 12/09/05 |  | ACM0002 ver. 5 | NO | NO | Grid-connected power from other sources | Latin America | [18 empty] | Netherlands |  |  | Active
0480 | Jaguari Energética S. A. – Furnas do Segredo Small Hydro Power Plant + | Existing Dam | Brazil | - | Registered | SGS | Ecoinvest | Small | 9.8 | 29.6 | 7 renewable | 28.189 | 2005-07-28 | 2005-11-02 | 2009-09-02 | Registered: 08/09/06 | NC | AMS.ID ver. 8 | YES | NO | Grid-connected power from other sources | Latin America | 70.903 | 2007-01-08 | 17.22 | 2008-01-25 | 20.453 | 2009-08-27 | 17.311 | 2010-02-26 | 15.919 | [8 empty] | TÜV-NORD | - |  |  | Active
0378 | Xiaogushan Hydropower Project in People's Republic of China | New Dam/'Run of the River' | China | Netherlands (WBCF) | Registered | Japan Consulting Institute | WB-Carbon Finance Business | Large | 102 | - | 10 fixed | 312.891 | 2005-07-23 | 2010-07-02 | 2010-03-02 | Registered: 11/08/06 | A | ACM0002 ver. 5 | NO | YES | Grid-connected power from other sources | Asia Pacific | 1355.748 | 2007-08-24 | 166.867 | 2008-07-17 | 407.596 | 2010-03-26 | 374.039 | 2011-01-28 | 407.246 | [8 empty] | JACO | Netherlands |  |  | Active
0516 | Mahatma Gandhi Hydro Electric Tail Race Hydro Power Project of APPL, India | New Dam/'Run of the River' | India | - | Registered | TÜV-Rheinland | Ambuthirtha Power Private Limited (APPL) | Large | 22 | 251 | 10 fixed | 95.795 | 2005-07-05 | 2008-06-02 | 2011-01-02 | Registered: 30/09/06 | A, B | ACM0002 ver. 6 | NO | YES | Grid-connected power from other sources | Asia Pacific | 203.94 | 2009-04-22 | 69.072 | 2010-12-03 | 66.916 | 2011-10-04 | 67.952 | [10 empty] | TÜV-NORD | - |  |  | Active
0126 | Yuzaikou Small Hydropower Station | New Dam | China | UK (EcoSecurities) | Registered | DNV | 2E Carbon Access | Small | 15 | - | 7 renewable | 40.48 | 2005-06-09 | 2009-01-02 | 2011-01-02 | Registered: 18/12/05 | A, B | AMS.ID ver. 6 | NO | NO | Grid-connected power from other sources | Asia Pacific | 155.099 | 2008-07-15 | 34.654 | 2009-11-12 | 43.762 | 2010-03-26 | 25.869 | 2011-01-20 | 28.423 | 2011-12-19 | 22.391 | [6 empty] | DNV | UK |  |  | Active
0122 | Agua Fresca Multipurpose and environmental services project | New Dam/'Run of the River' | Colombia | Austria (Kommunalkredit Public Consulting Gmb) | Registered | DNV | Ministry of Mines and Energy | Small | 7.5 | - | 7 renewable | 27.51 | 2005-06-06 | 2010-07-02 | 2011-01-02 | Registered: 07/01/06 | NC | AMS.ID ver. 6 | NO | NO | Grid-connected power from other sources | Latin America | 20.015 | 2009-11-19 | 20.015 | [14 empty] | ICONTEC | Austria |  |  | Active
0133 | PROJECT FOR THE REFURBISHMENT AND UPGRADING OF MACHO DE MONTE HYDROPOWER PLANT (PANAMA) | Existing Dam | Panama | Spain (Union Fenosa Internacional) | Registered | SGS | Union Fenosa | Small | 1.7 | - | 7 renewable | 10.963 | 2005-06-01 | 2005-12-02 | 2005-12-02 | Registered: 24/12/05 | NC | AMS.ID ver. 6 | YES | NO | Grid-connected power from other sources | Latin America | 60.18 | 2011-03-25 | 60.18 | [14 empty] | AENOR | Spain |  |  | Active
0135 | PROJECT FOR THE REFURBISHMENT AND UPGRADING OF DOLEGA HYDROPOWER PLANT (PANAMA). | Existing Dam | Panama | Spain (Union Fenosa Internacional) | Registered | SGS | Union Fenosa | Small | 3.12 | - | 7 renewable | 12.167 | 2005-06-01 | 2005-07-02 | 2005-07-02 | Registered: 24/12/05 | NC | AMS.ID ver. 6 | YES | NO | Grid-connected power from other sources | Latin America | 78.098 | 2011-09-08 | 78.098 | [14 empty] | AENOR | Spain |  |  | Active
0087 | 20 MW Kabini Hydro Electric Power Project, SKPCL, India | Existing Dam | India | UK (Total Gas & Power) | Registered | SGS | SKPCL | Large | 20 | - | 10 fixed | 44.968 | 2005-05-31 | 2006-12-02 | 2007-06-02 | Registered: 25/12/05 | NC | ACM0002 ver. 2 | NO | NO | Grid-connected power from other sources | Asia Pacific | 302.646 | 2006-09-20 | 98.545 | 2008-11-17 | 52.524 | 2011-01-13 | 123.295 | 2011-08-05 | 28.282 | [8 empty] | TÜV-SÜD | UK |  |  | Active
0081 | LOS ALGARROBOS HYDROELECTRIC PROJECT | New Dam/'Run of the River' | Panama | Spain | Registered | AENOR | Union Fenosa | Small | 9.7 | - | 7 renewable | 37.213 | 2005-05-27 | 2012-01-02 | 2012-01-02 | Registered: 01/10/05 | NC | AMS.ID ver. 5 | YES | NO | Grid-connected power from other sources | Latin America | [18 empty] | Spain |  |  | Active
0089 | Vaturu and Wainikasou Hydro Projects | New Dam/'Run of the River' | Fiji | UK | Registered | TÜV-SÜD | Ecosecurities | Small | 9.5 | - | 7 renewable | 24.928 | 2005-05-20 | 2008-05-02 | 2009-06-02 | Registered: 01/10/05 | NC | AMS.ID ver. 5 | NO | NO | Grid-connected power from other sources | Asia Pacific | 35.55 | 2007-10-01 | 18.176 | 2010-06-29 | 17.374 | [12 empty] | TÜV-SÜD | UK |  |  | Active
0083 | Cuyamel Hydroelectric Project | New Dam/'Run of the River' | Honduras | UK | Registered | DNV | Ecosecurities | Small | 7.8 | - | 7 renewable | 25.353 | 2005-05-15 | 2010-09-02 | 2010-09-02 | Registered: 26/11/05 | NC | AMS.ID ver. 6 | NO | NO | Grid-connected power from other sources | Latin America | 71.99 | 2008-06-16 | 9.828 | 2009-08-13 | 36.035 | 2011-01-31 | 26.127 | [10 empty] | DNV | UK |  |  | Active
0154 | LA GLORIA Hydroelectric Project + | New Dam/'Run of the River' | Honduras | UK (EcoSecurities) | Registered | DNV | 2E Carbon Access | Small | 5.8 | - | 7 renewable | 20.464 | 2005-05-15 | 2010-08-02 | 2010-08-02 | Registered: 09/01/06 | NC | AMS.ID ver. 6 | NO | NO | Grid-connected power from other sources | Latin America | 27.448 | 2010-10-07 | 21.251 | 2010-12-29 | 6.197 | [12 empty] | DNV | UK |  |  | Active
2101 | Santa Rosa Hydropower Plant Project | New Dam/'Run of the River' | Bolivia | - | Rejected | DNV | COBEE | Large | 16.5 | - | 7 renewable | 40.532 | 2005-05-12 | 2008-09-02 | 2011-11-02 | Failed Additionality Test: 13/01/09 | NC | ACM0002 ver. 6 | NO | NO | Grid-connected power from other sources | Latin America | [18 empty] | - |  |  | Inactive
3978 | Jiangxi Donggu Hydropower Project | New Dam | China | Canada (Natsource) | Registered | DNV | Hunan CDM Project Service Center | Large | 16 | 5.3 | 7 renewable | 37.976 | 2005-05-07 | 2008-02-22 | 2011-01-01 | Registered: 16/12/10 | NC | ACM0002 ver. 9 | NO | NO | Grid-connected power from other sources | Asia Pacific | [18 empty] | Canada |  |  | Active
0229 | BT Geradora de Energia Elétrica S. A. – Ferradura Small Hydro Power Plant | New Dam/'Run of the River' | Brazil | Japan (Chugoku Electric Power Co., Inc) | Registered | TÜV-SÜD | Ecoinvest | Small | 9.2 | 17 | 7 renewable | 23.496 | 2005-05-03 | 2007-12-02 | 2008-01-02 | Registered: 22/04/06 | A | AMS.ID ver. 7 | YES | NO | Grid-connected power from other sources | Latin America | 105.312 | 2006-09-08 | 46.92 | 2008-03-12 | 33.638 | 2009-06-17 | 24.754 | [10 empty] | BV Cert | Japan |  |  | Active
0530 | ARAPUtanga Centrais ELétricas S. A. - ARAPUCEL - Small Hydroelectric Power Plants Project | New Dam/'Run of the River' | Brazil | Japan (Chugoku Electric Power Co., Inc) | Registered | TÜV-SÜD | Ecoinvest | Large | 74 | - | 7 renewable | 106.924 | 2005-05-03 | 2006-09-02 | 2006-09-02 | Registered: 15/12/06 | A, O | ACM0002 ver. 5 | YES | YES | Grid-connected power from other sources | Latin America | 740.114 | 2007-10-22 | 432.63 | 2008-11-19 | 140.333 | 2010-04-09 | 167.151 | [10 empty] | TÜV-NORD | Japan |  |  | Active
0519 | Passo do Meio, Salto Natal, Pedrinho I, Granada, Ponte and Salto Corgão Small Hydroelectric Power Plants - Brascan Energética S.A. Project Activity | New Dam/'Run of the River' | Brazil | Netherlands (IFC) | Registered | DNV | Ecoinvest | Large | 128.4 | - | 10 fixed | 156.11 | 2005-05-01 | 2007-06-02 | 2007-06-02 | Registered: 02/10/06 | A, O | ACM0002 ver. 5 | YES | YES | Grid-connected power from other sources | Latin America | 1144.502 | 2006-12-27 | 189.621 | 2007-03-29 | 241 | 2008-04-23 | 190.603 | 2009-06-23 | 163.004 | 2010-08-19 | 188.713 | 2011-08-11 | 171.561 |  |  |  |  | BV Cert | Netherlands |  |  | Active
0520 | Cachoeira Encoberta and Triunfo Small Hydroelectric Power Plants - Brascan Energética Minas Gerais S.A (BEMG) Project Activity | New Dam/'Run of the River' | Brazil | Japan (Chugoku Electric Power Co., Inc) | Registered | DNV | Ecoinvest | Large | 47.1 | - | 7 renewable | 45.337 | 2005-05-01 | 2008-01-02 | 2008-01-02 | Registered: 02/10/06 | O | ACM0002 ver. 5 | YES | YES | Grid-connected power from other sources | Latin America | 350.152 | 2006-11-24 | 105.83 | 2007-03-05 | 18.325 | 2008-04-30 | 58.323 | 2009-05-15 | 56.331 | 2010-11-29 | 65.379 | 2011-06-22 | 45.964 |  |  |  |  | BV Cert | Japan |  |  | Active
0242 | Pesqueiro Energia Small Hydroelectric Project (PESHP) | New Dam/'Run of the River' | Brazil | Japan (Chugoku Electric Power Co., Inc) | Registered | DNV | Ecoinvest | Small | 12.4 | 114.23 | 7 renewable | 42.009 | 2005-04-30 | 2007-01-02 | 2007-01-02 | Registered: 26/02/06 | B | AMS.ID ver. 7 | NO | NO | Grid-connected power from other sources | Latin America | 282.556 | 2006-07-13 | 136.727 | 2008-06-27 | 59.181 | 2011-01-13 | 86.648 | [10 empty] | BV Cert | Japan |  |  | Active
0085 | Hapugastenne and Hulu Ganga Small Hydropower Projects | New Dam/'Run of the River' | Sri Lanka | Netherlands (IFC) | Registered | SGS | IRG | Small | 13.2 | - | 10 fixed | 44.842 | 2005-04-01 | 2004-02-02 | 2007-01-02 | Registered: 30/10/05 | NC | AMS.ID ver. 5 | NO | NO | Grid-connected power from other sources | Asia Pacific | 149.563 | 2006-12-28 | 105.902 | 2007-11-06 | 43.661 | [12 empty] | DNV | Netherlands |  |  | Active
0100 | Small Hydropower Projects at Alupola and Badulu Oya | New Dam/'Run of the River' | Sri Lanka | Netherlands (IFC) | Registered | SGS | IRG | Small | 8.2 | - | 10 fixed | 25.109 | 2005-04-01 | 2008-06-02 | 2008-06-02 | Registered: 30/10/05 | NC | AMS.ID ver. 5 | NO | NO | Grid-connected power from other sources | Asia Pacific | 37.429 | 2006-08-18 | 14.469 | 2007-09-19 | 9.075 | 2009-12-04 | 13.885 | [10 empty] | DNV | Netherlands |  |  | Active
0084 | Magal Ganga Small Hydropower Project | New Dam/'Run of the River' | Sri Lanka | Netherlands (IFC) | Registered | SGS | IRG | Small | 9.9 | - | 10 fixed | 34.179 | 2005-04-01 | 2008-01-02 | 2010-06-02 | Registered: 30/10/05 | NC | AMS.ID ver. 5 | NO | NO | Grid-connected power from other sources | Asia Pacific | 30.723 | 2010-09-29 | 30.723 | [14 empty] | DNV | Netherlands |  |  | Active
0088 | Santa Rosa + | New Dam/'Run of the River' | Peru | Italy (CDCF) | Registered | SGS | CDCF | Small | 4.1 | - | 7 renewable | 13.845 | 2005-03-15 | 2007-05-02 | 2008-08-02 | Registered: 23/10/05 | NC | AMS.ID ver. 5 | NO | NO | Grid-connected power from other sources | Latin America | 22.801 | 2007-02-22 | 12.381 | 2007-11-01 | 10.42 | [12 empty] | DNV | Italy |  |  | Active
0073 | "Las Vacas" Hydroelectric project | Existing Dam | Guatemala | Spain | Registered | AENOR | Garrigues Medio Ambien & Solea Consulting | Large | 45 | - | 7 renewable | 90.363 | 2005-03-07 | 2004-04-02 | 2008-01-02 | Registered: 17/12/05 | A, B | AM0005 | NO | YES | Grid-connected power from other sources | Latin America | 126.157 | 2009-07-06 | 58.696 | 2009-06-01 | 67.461 | [12 empty] | DNV | Spain |  |  | Active
0086 | Poechos I Project | Existing Dam | Peru | Netherlands (PCF) | Registered | TÜV-SÜD | PCF | Large | 15.4 | - | 7 renewable | 31.463 | 2005-03-07 | 2006-11-02 | 2008-04-02 | Registered: 14/11/05 | A | ACM0002 ver. 2 | NO | NO | Grid-connected power from other sources | Latin America | 81.892 | 2007-02-01 | 51.28 | 2008-02-13 | 30.612 | [12 empty] | DNV | Netherlands |  |  | Active
0103 | 10.25MW Chunchi Doddi Grid-connected SHP in Karnataka, India | New Dam/'Run of the River' | India | - | Registered | TÜV-SÜD | Zenith Corporate Services | Small | 10.25 | - | 7 renewable | 25.49 | 2004-12-31 | 2007-06-02 | 2009-01-02 | Registered: 16/12/05 | NC | AMS.ID ver. 5 | NO | NO | Grid-connected power from other sources | Asia Pacific | 95.921 | 2006-11-08 | 25.038 | 2007-12-07 | 23.41 | 2008-10-16 | 21.107 | 2009-06-22 | 26.366 | [8 empty] | DNV | - |  |  | Active
NYA | Rio Hondo II hydroelectric project | Existing Dam | Guatemala | - | Validation negative | SGS | Ecosecurities | Large | 32 | - | 7 renewable | 101.928 | 2004-12-20 | 2009-02-02 | 2012-02-02 | Open for comment: 20/12/04 - 20/01/05 |  | AM0005 | NO | YES | Grid-connected power from other sources | Latin America | [18 empty] | - |  |  | Inactive
0098 | 4.5 MW Maujhi Grid-connected SHP in Himachal Pradesh, I | New Dam/'Run of the River' | India | - | Registered | DNV | Zenith Corporate Services | Small | 4.5 | - | 10 fixed | 13.168 | 2004-11-27 | 2008-07-02 | 2008-07-02 | Registered: 06/11/05 | NC | AMS.ID ver. 5 | NO | NO | Grid-connected power from other sources | Asia Pacific | 29.388 | 2008-01-30 | 14.616 | 2008-07-02 | 7.265 | 2008-10-08 | 7.507 | [10 empty] | DNV | - |  |  | Active
0227 | 6MW Somanamaradi grid connected SHP in Karnataka, India + | New Dam/'Run of the River' | India | - | Registered | DNV | Zenith Corporate Services | Small | 6 | - | 7 renewable | 16.977 | 2004-11-27 | 2009-02-02 | 2010-02-02 | Registered: 11/02/06 | NC | AMS.ID ver. 7 | NO | NO | Grid-connected power from other sources | Asia Pacific | 72.356 | 2008-02-01 | 13.227 | 2008-10-06 | 28.908 | 2009-12-09 | 30.221 | [10 empty] | DNV | - |  |  | Active
0141 | Abanico Hydroelectric Project | New Dam/'Run of the River' | Ecuador | Netherlands (NCDF) | Registered | DNV | WB-CF | Large | 37.5 | - | 7 renewable | 156.66 | 2004-11-18 | 2010-02-02 | 2010-02-02 | Registered: 04/02/06 | NC | ACM0002 ver. 3 | NO | YES | Grid-connected power from other sources | Latin America | 624.815 | 2007-05-29 | 83.402 | 2008-10-14 | 148.92 | 2010-03-04 | 196.431 | 2011-06-15 | 196.062 | [8 empty] | AENOR | Netherlands |  |  | Active
0142 | Sibimbe Hydroelectric Project | New Dam/'Run of the River' | Ecuador | Netherlands (NCDF) | Registered | DNV | WB-CF | Small | 15 | - | 7 renewable | 57.87 | 2004-11-18 | 2009-07-02 | 2010-02-02 | Registered: 04/02/06 | A | ACM0002 ver. 3 | NO | NO | Grid-connected power from other sources | Latin America | 138.066 | 2007-07-13 | 31.533 | 2011-05-05 | 54.643 | 2011-09-23 | 51.89 | [10 empty] | AENOR | Netherlands |  |  | Active
0035 | 5 MW Dehar Grid-connected SHP in Himachal Pradesh, India | New Dam/'Run of the River' | India | - | Registered | DNV | Zenith Corporate Services | Small | 5 | - | 7 renewable | 16.374 | 2004-11-12 | 2004-08-01 | 2008-08-02 | Registered: 18/07/05 | NC | AMS.ID ver. 4 | NO | NO | Grid-connected power from other sources | Asia Pacific | 54.804 | 2007-10-04 | 23.649 | 2008-06-20 | 15.624 | 2008-10-06 | 15.531 | [10 empty] | DNV | - |  |  | Active
NYA | Parpikala Mini Hydel Scheme | New Dam/'Run of the River' | India | Finland (Ministry for Foreign Affairs) | Validation terminated | DNV | Women for Sustainable Develpment | Small | 9 | - | 7 renewable | 39.6 | 2004-09-26 | 2009-01-02 | 2009-01-02 | Open for comment: 26/09/04 - 27/10/04 |  | AMS.ID ver. 3 | NO | NO | Grid-connected power from other sources | Asia Pacific | [18 empty] | Finland |  |  | Inactive
0009 | La Esperanza Hydroelectric Project | New Dam/'Run of the River' | Honduras | Italy (CDCF) | Registered | DNV | 2E Carbon Access | Small | 12.7 | - | 7 renewable | 37.032 | 2004-07-04 | 2007-06-02 | 2007-06-02 | Registered: 19/08/05 | A, B | AMS.ID ver. 4 | NO | NO | Grid-connected power from other sources | Latin America | 119.625 | 2005-10-20 | 2.21 | 2008-11-14 | 21.632 | 2009-09-25 | 27.961 | 2011-01-12 | 51.66 | 2011-07-18 | 16.162 | [6 empty] | DNV | Italy |  |  | Active
0051 | Cortecito and San Carlos Hydroelectric Project | New Dam/'Run of the River' | Honduras | - | Registered | DNV | 2E Carbon Access | Small | 9.3 | - | 10 fixed | 37.466 | 2004-07-04 | 2009-01-02 | 2009-12-02 | Registered: 03/07/05 | NC | AMS.ID ver. 5 | NO | NO | Grid-connected power from other sources | Latin America | 74.16 | 2010-06-16 | 18.59 | 2011-01-21 | 26.599 | 2011-09-16 | 28.971 | [10 empty] | DNV | - |  |  | Active
0028 | RIO BLANCO Small Hydroelectric Project | New Dam/'Run of the River' | Honduras | Finland (Ministry for Foreign Affairs) | Registered | DNV | AHPPER | Small | 5 | - | 10 fixed | 34 | 2004-06-12 | 2007-02-02 | 2008-08-02 | Registered: 11/01/05 | NC | AMS.ID ver. 4 | NO | NO | Grid-connected power from other sources | Latin America | 33.926 | 2005-10-20 | 7.304 | 2006-09-06 | 26.622 | [12 empty] | DNV | Finland |  |  | Active
0156 | CECECAPA Small Hydroelectric Project | New Dam/'Run of the River' | Honduras | Finland (Ministry for Foreign Affairs) | Registered | DNV | COMGELSA | Small | 2.9 | - | 10 fixed | 1.877 | 2004-06-12 | 2007-12-02 | 2009-12-02 | Registered: 02/03/06 | NC | AMS.ID ver. 6 | NO | NO | Grid-connected power from other sources | Latin America | 25.325 | 2006-09-06 | 0.547 | 2008-08-04 | 14.014 | 2009-10-15 | 10.764 | [10 empty] | DNV | Finland |  |  | Active
0157 | Yojoa Small Run of river Dam Hydropower Project | New Dam/'Run of the River' | Honduras | Finland (Ministry for Foreign Affairs) | Registered | DNV | AHPPER | Small | 0.6 | - | 10 fixed | 1.068 | 2004-06-12 | 2007-06-02 | 2009-09-02 | Registered: 02/03/06 | NC | AMS.ID ver. 6 | NO | NO | Grid-connected power from other sources | Latin America | 1.816 | 2006-09-06 | 0.803 | 2008-04-14 | 1.013 | [12 empty] | DNV | Finland |  |  | Active
0235 | Zacapa Run of river Dam Mini Hydro Station Project | New Dam/'Run of the River' | Honduras | Finland (Ministry for Foreign Affairs) | Registered | DNV | AHPPER | Small | 0.5 | - | 10 fixed | 0.915 | 2004-06-12 | 2009-03-02 | 2010-03-02 | Registered: 02/03/06 | NC | AMS.ID ver. 7 | NO | NO | Grid-connected power from other sources | Latin America | 1.953 | 2008-07-31 | 1.953 | [14 empty] | SGS | Finland |  |  | Active
0045 | Cuyamapa Hydroelectric Project | New Dam/'Run of the River' | Honduras | UK (Ecosecurities) + Austria (Kommunalkredit) | Registered | DNV | 2E Carbon Access, CABEI | Small | 12.2 | - | 10 fixed | 35.66 | 2004-06-04 | 2008-07-02 | 2010-09-02 | Registered: 23/05/05 | NC | AMS.ID ver. 5 | NO | NO | Grid-connected power from other sources | Latin America | 191.131 | 2007-12-03 | 13.596 | 2008-06-13 | 34.81 | 2009-03-23 | 25.433 | 2010-04-08 | 38.098 | 2011-10-17 | 36.121 | 2011-12-30 | 43.073 |  |  |  |  | DNV | UK | Austria |  | Active
0062 | e7 Bhutan Micro Hydro Power CDM Project | New Dam/'Run of the River' | Bhutan | Japan (Kansai Electric Power) | Registered | JACO | E7 (Kansai Electric Power) | Small | 0.1 | - | 7 renewable | 0.524 | 2004-06-04 | 2008-07-02 | 2009-05-02 | Registered: 23/05/05 | SD | AMS.ID ver. 5 | NO | NO | Diesel power generation | Asia Pacific | 0.474 | 2007-04-27 | 0.474 | [14 empty] | JACO | Japan |  |  | Active
0393 | El Gallo Hydroelectric Project | Existing Dam | Mexico | - | Registered | DNV | PCF | Large | 30 | - | 7 renewable | 65.704 | 2004-05-03 | 2010-12-02 | 2010-12-02 | Registered: 14/07/06 | A | AM0005 | NO | YES | Grid-connected power from other sources | Latin America | 139.653 | 2010-05-25 | 45.228 | 2011-01-17 | 94.425 | [12 empty] | TÜV-SÜD | - |  |  | Active
0649 | Trojes Hydropower project | Existing Dam | Mexico | UK | Registered | DNV | PCF | Small | 8 | - | 7 renewable | 20.55 | 2004-04-23 | 2006-01-02 | 2007-04-02 | Registered: 04/11/06 | A | AMS.ID ver. 8 | NO | NO | Grid-connected power from other sources | Latin America | 85.4 | 2007-03-28 | 69.747 | 2008-10-06 | 15.653 | [12 empty] | DNV | UK |  |  | Active
0785 | Chilatán Hydroelectric Project + | Existing Dam | Mexico | - | Registered | DNV | PCF | Small | 14 | - | 7 renewable | 32.59 | 2004-04-23 | 2008-09-02 | 2009-11-02 | Registered: 14/09/07 | A | AMS.ID ver. 9 | NO | NO | Grid-connected power from other sources | Latin America | 146.514 | 2008-06-11 | 55.871 | 2010-05-19 | 58.075 | 2011-03-10 | 32.568 | [10 empty] | DNV | - |  |  | Active
NYA | Benito Juarez hydro project | Existing Dam | Mexico | - | Validation terminated | DNV | PCF | Small | 15 | - | 7 renewable | 40.769 | 2004-04-23 | 2009-01-02 | 2011-01-02 | Open for comment: 23/04/04 - 24/05/04 |  | AMS.ID ver. 2 | NO | NO | Grid-connected power from other sources | Latin America | [18 empty] | - |  |  | Inactive
0627 | Aquarius Hydroelectric Project + | New Dam/'Run of the River' | Brazil | Japan (J-Power) | Registered | DNV | MGM International | Small | 4.2 | - | 7 renewable | 13.436 | 2004-04-05 | 2009-05-02 | 2010-08-02 | Registered: 15/12/06 | B | AMS.ID ver. 8 | NO | NO | Grid-connected power from other sources | Latin America | 19.024 | 2008-12-19 | 19.024 | [14 empty] | DNV | Japan |  |  | Active
0604 | Candelaria Hydroelectric Project | New Dam/'Run of the River' | Guatemala | - | Registered | DNV | MGM International | Small | 4.3 | - | 7 renewable | 18.922 | 2003-12-14 | 2009-01-02 | 2011-01-02 | Registered: 09/11/06 | A, B, SD | AMS.ID ver. 8 | NO | NO | Grid-connected power from other sources | Latin America | 45.722 | 2009-08-31 | 22.164 | 2011-01-05 | 23.558 | [12 empty] | DNV | - |  |  | Active
|  |  |  | Total no. of projects at validation: | 1078 | Large (Active) |  | Total active capacity (MW): | 112685.1148 |  | Total CERs (x1000): | 336377.8037 |  |  |  | Total # open for comment: | 31 |  | 63 | 965 |  |  | 85745.29
|  |  |  | Total no. of projects req. registration: | 20 | 1158 |  | Total (Active Large): | 102486.401 |  | Total (Large): | 291501.692
|  |  |  | Total no. of projects registered: | 1222 | Small (Active) |  | Total (Active Small): | 10198.7138 |  | Total (Small): | 44376.0857
|  |  |  | Total no. of projects remaining active: | 2330 | 1172 |  |  |  |  | Total no. of projects in records: | 2507
Footnotes:
|  |  | NYA | = Project Reference No. Not Yet Assigned
|  |  | + | = Resubmitted project
= Currently Open for Comment
|  |  | 1 | Type as described in PDD (no specific taxonomy)
|  |  | 2 | CDM scales
Large-scale = > 15 MW
Small-scale = < 15 MW
|  |  | 3 | Power Density
If PD > 10 W/m2 : then Hydro project can use current metholodologies for project-specific emissions reductions and doesn't need to account for reservoir emissions
If 4 W/M2 < PD < 10 W/m2 : the Hydro project can use current methodologies but must presume reservoir emissoins of 90g of CO2e for each kWh generated
If PD < 4 W/m2 : the hydro project will need to apply to the Executive Board for the approval of a new methodology and higher reservoir emissions will need to be calculated
N/A = if no new reservoir
|  |  | 4 | CER = Certified Emission Reduction. Credits issued by the CDM Executive Board. 1 CER = 1 tonne of carbon dioxide equivalent (tCO2e)
|  |  | 5 | Comments Received = Subject of comments received during consultation process:
A = Additionality issues
B = Baseline calculation issues
SD = Sustainable Development issues
PB = Project Boundary issues
O = Other Comment
NC = No Comments received
SO = Still Open for comment
|  |  | 6 | WCD mentioned in PDD (YES/NO) |  |  |  |  | = Addresses WCD guidelines in PDD
|  |  | 7 | WCD compliance required for use in EU ETS (YES/NO). Projects larger than 20 MW where credits are sold into the EU ETS are required to meet the World Commission on Dams standards.

## Analysis
|  | Total MW | Total CERs Av/yr (x1000) | No. projects WCD required | No. projects WCD required & mentioned | No. kCERs WCD required | No. kCERs WCD required & mentioned | % of legal CERs if sold into EU ETS | Total # of projects | At Validation | Requested registration | Registered | Under review of correction | Rejected or withdrawn | Total Large-scale | Total Small-scale | % of total projects | % of total CERs | Total Active Projects | Total Active Capactity (MW) | Total Active Large Hydros | Total Active Large Hydros Capacity (MW)
Africa & Middle East |  | 2195.62 | 8039.77 | 7 | 0 | 7579.273 | 0 | 5.728% | 22 | 11 | 0 | 8 | 0 | 0 | 9 | 13 | 0.8775% | 2.39%
| Egypt | 64 | 249.867 | 1 | 0 | 249.867 | 0 | 0% | 1 | 0 | 0 | 0 | 0 | 0 | 1 | 0 | 0.03989% | 0.07428% | 0 | 0 | 0
| Kenya | 99.6 | 291.702 | 1 | 0 | 211.068 | 0 | 27.64% | 3 | 1 | 0 | 1 | 0 | 0 | 3 | 0 | 0.1197% | 0.08672% | 2 | 39.6 | 2
| Madagascar | 20.25 | 62.875 | 0 | 0 | 0 | 0 | 100% | 2 | 0 | 0 | 2 | 0 | 0 | 0 | 2 | 0.07978% | 0.01869% | 2 | 20.25 | 0
| Mali | 62.3 | 160.098 | 1 | 0 | 160.098 | 0 | 0% | 1 | 0 | 0 | 1 | 0 | 0 | 1 | 0 | 0.03989% | 0.04759% | 1 | 62.3 | 1
| South Africa | 21.07 | 111.268 | 0 | 0 | 0 | 0 | 100% | 3 | 2 | 0 | 1 | 0 | 0 | 0 | 3 | 0.1197% | 0.03308% | 3 | 21.07 | 0
| Tanzania | 6.5 | 24.69 | 0 | 0 | 0 | 0 | 100% | 2 | 2 | 0 | 0 | 0 | 0 | 0 | 2 | 0.07978% | 0.00734% | 2 | 6.5 | 0
| Uganda | 282.1 | 1048.176 | 1 | 0 | 904 | 0 | 13.75% | 5 | 1 | 0 | 3 | 1 | 0 | 1 | 4 | 0.1994% | 0.3116% | 5 | 282.1 | 1
| Nigeria | 760 | 1242.913 | 1 | 0 | 1242.913 | 0 | 0% | 1 | 1 | 0 | 0 | 0 | 0 | 1 | 0 | 0.03989% | 0.3695% | 1 | 760 | 1
Asia Pacific |  | 88117.0058 | 260738.038 | 804 | 16 | 214874.161 | 5199.159 | 19.58% | 2115 | 865 | 18 | 1082 | 0 | 30 | 1031 | 1084 | 84.36% | 77.51%
| Bhutan | 2334.1 | 7941.369 | 3 | 0 | 7940.845 | 0 | 0.006598% | 4 | 2 | 0 | 2 | 0 | 0 | 3 | 1 | 0.1596% | 2.361% | 4 | 2334.1 | 3
| Cambodia | 778.1 | 1545.621 | 3 | 0 | 1545.621 | 0 | 0% | 3 | 3 | 0 | 0 | 0 | 0 | 3 | 0 | 0.1197% | 0.4595% | 3 | 778.1 | 3
| China | 65007.83 | 190393.091 | 635 | 4 | 155268.351 | 1512.744 | 19.24% | 1531 | 554 | 11 | 855 | 3 | 21 | 813 | 718 | 61.07% | 56.6% | 1423 | 61496.39 | 759
| Fiji | 51.3 | 76.387 | 1 | 0 | 51.459 | 0 | 32.63% | 2 | 1 | 0 | 1 | 0 | 0 | 1 | 1 | 0.07978% | 0.02271% | 2 | 51.3 | 1
| India | 10066.79 | 36761.394 | 65 | 2 | 32088.093 | 1299.936 | 16.25% | 250 | 132 | 1 | 93 | 4 | 5 | 72 | 178 | 9.972% | 10.93% | 230 | 9920.39 | 72
| Indonesia | 608.1 | 2481.533 | 4 | 0 | 1872.561 | 0 | 24.54% | 23 | 16 | 0 | 6 | 0 | 0 | 5 | 18 | 0.9174% | 0.7377% | 22 | 598.1 | 5
| Laos | 516.01 | 1123.213 | 4 | 1 | 1104.48 | 499.481 | 46.14% | 5 | 4 | 0 | 1 | 0 | 0 | 4 | 1 | 0.1994% | 0.3339% | 5 | 516.01 | 4
| Malaysia | 400.2 | 395.527 | 1 | 0 | 263.424 | 0 | 33.4% | 6 | 3 | 0 | 2 | 0 | 1 | 1 | 5 | 0.2393% | 0.1176% | 5 | 396.2 | 1
| Mongolia | 23 | 60 | 0 | 0 | 0 | 0 | 100% | 2 | 0 | 0 | 2 | 0 | 0 | 0 | 2 | 0.07978% | 0.01784% | 2 | 23 | 0
| Nepal | 15 | 252.466 | 0 | 0 | 0 | 0 | 100% | 1 | 0 | 0 | 1 | 0 | 0 | 0 | 1 | 0.03989% | 0.07505% | 1 | 15 | 0
| Pakistan | 886 | 2049.926 | 3 | 0 | 1962.449 | 0 | 4.267% | 4 | 2 | 0 | 2 | 0 | 0 | 3 | 1 | 0.1596% | 0.6094% | 4 | 886 | 3
| Philippines | 306.875 | 722.538 | 6 | 0 | 589.274 | 0 | 18.44% | 12 | 6 | 0 | 5 | 0 | 0 | 6 | 6 | 0.4787% | 0.2148% | 11 | 305.875 | 6
| Republic of Korea | 101.5808 | 309.529 | 1 | 0 | 27.144 | 0 | 91.23% | 18 | 6 | 0 | 12 | 0 | 0 | 1 | 17 | 0.718% | 0.09202% | 18 | 101.5808 | 1
| Sri Lanka | 186.2 | 504.358 | 1 | 0 | 88.616 | 0 | 82.43% | 22 | 10 | 0 | 5 | 0 | 2 | 1 | 21 | 0.8775% | 0.1499% | 15 | 124.96 | 1
| Tajikistan | 7 | 50.875 | 0 | 0 | 0 | 0 | 100% | 1 | 0 | 0 | 0 | 0 | 0 | 0 | 1 | 0.03989% | 0.01512% | 0 | 0 | 0
| Vietnam | 6176.17 | 14383.388 | 71 | 9 | 10837.429 | 1886.998 | 37.77% | 210 | 105 | 6 | 95 | 2 | 1 | 109 | 101 | 8.377% | 4.276% | 208 | 6164.77 | 109
Europe |  | 2052.076 | 2244.233 | 7 | 2 | 1963.397 | 436.256 | 31.95% | 23 | 16 | 0 | 4 | 0 | 2 | 7 | 16 | 0.9174% | 0.6672%
| Armenia | 67.17 | 129.023 | 0 | 0 | 0 | 0 | 100% | 8 | 5 | 0 | 3 | 0 | 0 | 0 | 8 | 0.3191% | 0.03836% | 8 | 67.17 | 0
| Azerbaijan | 810 | 38.753 | 1 | 0 | 38.753 | 0 | 0% | 1 | 0 | 0 | 0 | 0 | 0 | 1 | 0 | 0.03989% | 0.01152% | 0 | 0 | 0
| Georgia | 390.5 | 1150.16 | 3 | 1 | 1111.724 | 97.204 | 11.79% | 6 | 5 | 0 | 0 | 0 | 1 | 3 | 3 | 0.2393% | 0.3419% | 5 | 180.5 | 2
| Republic of Macedonia | 0 | 0 | 0 | 0 | 0 | 0 | #DIV/0! | 0 | 0 | 0 | 0 | 0 | 0 | 0 | 0 | 0% | 0% | 0 | 0 | 0
Latin America |  | 28580.25 | 65355.7627 | 147 | 27 | 52316.376 | 9383.2 | 34.31% | 347 | 186 | 2 | 128 | 0 | 11 | 190 | 157 | 13.84% | 19.43%
| Argentina | 320.722 | 777.309 | 3 | 1 | 752.06 | 181.512 | 26.6% | 4 | 2 | 0 | 1 | 0 | 0 | 3 | 1 | 0.1596% | 0.2311% | 3 | 194.322 | 2
| Bolivia | 118.5 | 187.759 | 1 | 0 | 141.691 | 0 | 24.54% | 3 | 0 | 0 | 1 | 0 | 1 | 2 | 1 | 0.1197% | 0.05582% | 1 | 89.5 | 1
| Brazil | 15418.742 | 29181.494 | 58 | 19 | 20199.691 | 2412.985 | 39.05% | 121 | 64 | 1 | 44 | 0 | 4 | 75 | 46 | 4.826% | 8.675% | 109 | 13347.542 | 65
| Chile | 1519.018 | 5582.91 | 15 | 1 | 4817.491 | 438.864 | 21.57% | 44 | 29 | 0 | 14 | 0 | 1 | 21 | 23 | 1.755% | 1.66% | 43 | 1513.018 | 21
| Colombia | 1845.5 | 3236.2687 | 11 | 1 | 2792.277 | 39.582 | 14.94% | 30 | 19 | 0 | 10 | 0 | 0 | 17 | 13 | 1.197% | 0.9621% | 29 | 1819.5 | 16
| Costa Rica | 196.8 | 227.21 | 4 | 1 | 220.779 | 38.273 | 19.68% | 5 | 2 | 0 | 2 | 1 | 0 | 4 | 1 | 0.1994% | 0.06755% | 5 | 196.8 | 4
| Ecuador | 3167.68 | 9999.321 | 15 | 2 | 9683.044 | 4906.834 | 52.23% | 25 | 16 | 0 | 7 | 0 | 0 | 17 | 8 | 0.9972% | 2.973% | 23 | 3077.48 | 16
| El Salvador | 67.4 | 157.319 | 1 | 0 | 150.181 | 0 | 4.537% | 2 | 1 | 0 | 1 | 0 | 0 | 1 | 1 | 0.07978% | 0.04677% | 2 | 67.4 | 1
| Guatemala | 457.772 | 1357.175 | 7 | 0 | 1103.566 | 0 | 18.69% | 17 | 7 | 0 | 7 | 0 | 1 | 8 | 9 | 0.6781% | 0.4035% | 14 | 396.672 | 6
| Honduras | 152.547 | 481.955 | 1 | 0 | 108.9 | 0 | 77.4% | 17 | 4 | 0 | 12 | 0 | 1 | 1 | 16 | 0.6781% | 0.1433% | 16 | 152.547 | 1
| Mexico | 1155.991 | 1270.017 | 5 | 0 | 1047.168 | 0 | 17.55% | 11 | 7 | 0 | 3 | 0 | 0 | 6 | 5 | 0.4388% | 0.3776% | 10 | 1140.991 | 6
| Nicaragua | 17.74 | 57.399 | 0 | 0 | 0 | 0 | 100% | 4 | 2 | 0 | 1 | 0 | 1 | 0 | 4 | 0.1596% | 0.01706% | 3 | 16.8 | 0
| Panama | 1146.978 | 2935.72 | 11 | 1 | 2456.72 | 669 | 39.1% | 27 | 16 | 1 | 6 | 0 | 1 | 14 | 13 | 1.077% | 0.8727% | 23 | 698.518 | 11
| Paraguay | 200 | 52.444 | 1 | 0 | 52.444 | 0 | 0% | 1 | 1 | 0 | 0 | 0 | 0 | 1 | 0 | 0.03989% | 0.01559% | 1 | 200 | 1
| Peru | 2822.32 | 9987.314 | 15 | 1 | 8826.865 | 696.15 | 18.59% | 39 | 20 | 0 | 19 | 0 | 0 | 23 | 16 | 1.556% | 2.969% | 39 | 2822.32 | 23
TOTAL |  | 120944.9518 | 336377.8037 | 965 | 45 | 276733.207 | 15018.615 | 22.89% | 2507 | 1078 | 20 | 1222 | 0 | 43 | 1237 | 1270 | 100% | 100%
% | [9 empty] | 43% | 0.7978% | 48.74% | 0% | 1.715% | 49.34% | 50.66%
CER Buyers |  | Total MW | Total CERs Av/yr (x1000) | No. projects WCD required | No. projects WCD required & mentioned | No. kCERs WCD required | No. kCERs WCD required & mentioned | % of legal CERs if sold into EU ETS | Total # of projects | Africa & Middle East | Asia Pacific | Europe | Latin America |  | Total Large-scale | Total Small-scale | % of total projects | % of total CERs
(N.B. Figures are higher than above as several projects have multiple CER buyers - the distribution between them is not known)
| Austria | 1271.64 | 2633.901 | 7 | 1 | 1656.01 | 339.052 | 50% | 28 | 1 | 24 | 2 | 2 |  | 12 | 16 | 1.097% | 0.7839%
| Belgium | 186 | 547.394 | 2 | 0 | 383.456 | 0 | 29.95% | 7 | 0 | 7 | 0 | 0 |  | 4 | 3 | 0.2742% | 0.1629%
| Canada | 0 | 80 | 0 | 0 | 0 | 0 | 100% | 8 | 0 | 0 | 0 | 1 |  | 1 | 7 | 0.3134% | 0.02381%
| Czech Republic | 81.5 | 241.054 | 0 | 0 | 0 | 0 | 100% | 7 | 0 | 7 | 0 | 0 |  | 1 | 6 | 0.2742% | 0.07174%
| Denmark | 0 | 0 | 0 | 0 | 0 | 0 | #DIV/0! | 8 | 0 | 0 | 0 | 0 |  | 0 | 8 | 0.3134% | 0%
| Finland | 331.55 | 998.493 | 7 | 0 | 565.05 | 0 | 43.41% | 23 | 1 | 17 | 0 | 5 |  | 9 | 14 | 0.9009% | 0.2972%
| France | 19 | 57.213 | 0 | 0 | 0 | 0 | 100% | 18 | 0 | 2 | 0 | 0 |  | 0 | 18 | 0.7051% | 0.01703%
| Germany | 2260.9 | 7736.024 | 31 | 0 | 4902.132 | 0 | 36.63% | 89 | 1 | 81 | 4 | 3 |  | 47 | 42 | 3.486% | 2.302%
| Italy | 1108.671 | 3442.949 | 13 | 0 | 1896.245 | 0 | 44.92% | 56 | 0 | 52 | 1 | 3 |  | 20 | 36 | 2.193% | 1.025%
| Japan | 10658.35 | 32864.204 | 119 | 3 | 27376.559 | 350.065 | 17.76% | 262 | 0 | 250 | 1 | 11 |  | 148 | 114 | 10.26% | 9.781%
| Luxembourg | 23 | 74.334 | 0 | 0 | 0 | 0 | 100% | 5 | 0 | 2 | 0 | 0 |  | 0 | 5 | 0.1958% | 0.02212%
| Netherlands | 26674.28 | 30246.61 | 129 | 3 | 23397.641 | 327.243 | 23.73% | 264 | 3 | 229 | 3 | 28 |  | 156 | 108 | 10.34% | 9.002%
| Norway | 313 | 1097.171 | 2 | 1 | 703.77 | 654.624 | 95.52% | 4 | 1 | 2 | 1 | 0 |  | 3 | 1 | 0.1567% | 0.3265%
| Portugal | 5135.7 | 1551.548 | 1 | 0 | 1242.913 | 0 | 19.89% | 6 | 1 | 4 | 0 | 1 |  | 2 | 4 | 0.235% | 0.4618%
| Republic of Ireland | 102 | 294.696 | 2 | 0 | 242.083 | 0 | 17.85% | 3 | 0 | 3 | 0 | 0 |  | 2 | 1 | 0.1175% | 0.08771%
| Singapore | 6 | 14.624 | 0 | 0 | 0 | 0 | 100% | 14 | 0 | 1 | 0 | 0 |  | 0 | 14 | 0.5484% | 0.004352%
| Spain | 3080.985 | 8719.01 | 20 | 2 | 7560.287 | 734.423 | 21.71% | 58 | 2 | 17 | 0 | 39 |  | 26 | 32 | 2.272% | 2.595%
| Sweden | 12393.1 | 20089.285 | 50 | 0 | 13951.038 | 0 | 30.55% | 203 | 1 | 200 | 1 | 1 |  | 79 | 124 | 7.951% | 5.979%
| Switzerland | 78636.772 | 37282.245 | 127 | 6 | 31133.696 | 2095.27 | 22.11% | 294 | 0 | 289 | 0 | 7 |  | 164 | 130 | 11.52% | 11.1%
| UK | 22783.495 | 72127.955 | 197 | 8 | 56090.251 | 1088.311 | 23.74% | 586 | 0 | 555 | 3 | 27 |  | 278 | 308 | 22.95% | 21.47%
| WBCF | 0 | 0 | 0 | 0 | 0 | 0 | #DIV/0! | 1 | 0 | 0 | 0 | 0 |  | 0 | 1 | 0.03917% | 0%
| No buyer listed | 0 | 115892.1987 | 238 | 21 | 98252.853 | 9429.627 | 23.36% | 609 | 7 | 372 | 5 | 225 |  | 287 | 322 | 23.85% | 34.49%
TOTAL |  | 165065.943 | 335990.9087 | 945 | 45 | 269353.984 | 15018.615 | #DIV/0! | 2553 | 18 | 2114 | 21 | 353 |  | 1239 | 1314 | 100% | 100%
% | [7 empty] | (Average) | 101.8% | 0.7051% | 82.8% | 0.8226% | 13.83% |  | 48.53% | 51.47%
Type |  | Total | Proportion of total | At Validation | Registered | Registered (%)
| New Dam/'Run of the River' | 1575 | 62.87% | 697 | 742 | 47.11%
| Existing Dam | 111 | 4.431% | 40 | 53 | 47.75%
| New Dam | 816 | 32.57% | 337 | 426 | 52.21%
| Unknown | 3 | 0.1198% | 2 | 0 | 0%
TOTAL |  | 2505 | 100% | 1076 | 1221 | 48.74%
Validator |  | Total | Proportion of total | At Validation | Registered | Registered (%)
| AENOR | 20 | 1.156% | 8 | 11 | 55%
| BV Cert | 0 | 0% | 0 | 0 | #DIV/0!
| Deloitte | 52 | 3.006% | 26 | 24 | 46.15%
| DNV | 514 | 29.71% | 132 | 328 | 63.81%
| ICONTEC | 1 | 0.0578% | 0 | 0 | 0%
| JACO | 28 | 1.618% | 3 | 24 | 85.71%
| JCI | 4 | 0.2312% | 4 | 0 | 0%
| JQA | 1 | 0.0578% | 0 | 1 | 100%
| KEMCO | 0 | 0% | 0 | 0 | #DIV/0!
| KFQ | 0 | 0% | 0 | 0 | #DIV/0!
| KPMG | 3 | 0.1734% | 0 | 3 | 100%
| Lloyds | 0 | 0% | 0 | 0 | #DIV/0!
| LRQA | 0 | 0% | 0 | 0 | #DIV/0!
| RINA | 100 | 5.78% | 87 | 13 | 13%
| SGS | 112 | 6.474% | 27 | 67 | 59.82%
| Spanish Association for Standardisation and Certification | 15 | 0.8671% | 7 | 8 | 53.33%
| TECO | 1 | 0.0578% | 0 | 1 | 100%
| TÜV-NORD | 274 | 15.84% | 110 | 139 | 50.73%
| TÜV-Rheinland | 236 | 13.64% | 128 | 90 | 38.14%
| TÜV-SÜD | 369 | 21.33% | 83 | 245 | 66.4%
| TUV | 0 | 0% | 0 | 0 | #DIV/0!
TOTAL |  | 1730 | 100% | 615 | 954 | 55.14%
Registered Project Comments
A = Additionality issues
B = Baseline calculation issues
SD = Sustainable Development issues
PB = Project Boundary issues
O = Other Comment
NC = No Comments received