## Summary
Nu/Salween River
Number of Dams: | 27
Status
Planned | 3
Proposed | 0
Site Preparation | 14
Under Construction | 0
Existing Dam | 2
Status Unknown | 0
Cancelled | 7
Lancang/Mekong River
Number of Dams: | 30
Status
Planned | 11
Site Preparation | 5
Under Construction | 5
Existing Dam | 7
Status Unknown | 0
Cancelled | 2
Yangtze River (Jinsha, Min, Dadu, Yalong)
Number of Dams: | 115
Status
Planned | 47
Site Preparation | 4 | ｀
Under Construction | 27
Existing Dam | 26
Status Unknown | 0
Cancelled | 0
Yarlung Tsangpo/Brahmaputra River
Number of Dams: | 11
Status
Planned | 0
Proposed | 3
Site Preparation | 7
Under Construction | 1
Existing Dam | 0
Status Unknown | 0
Cancelled | 0

## Nu River
怒江干流水电开发详表 |  |  |  | 基本情况 Basic Profile | [7 empty] | 投资（亿）Cost (in hundred millions of CNY) |  |  |  | 装机容量（万千瓦）Installed Capacity (in 10 MW) |  | 保证出力（万千瓦）Guaranteed Capacity (in 10 MW) |  | 年发电量（亿千瓦时）Annual Power Generation (in hundreds of millions kWh) |  | 总库容（亿立方米）Total Reservoir Volume (in hundreds of millions cubic meters) |  | 调节库容（亿立方米）Total Adjustment Volume (in hundreds of millions cubic meters) |  | 正常蓄水位（米） Operating Water Level (meter) |  | 死水位（米） Lowest Water Level (meter) |  | 淹没土地（亩） Land Submerged (in acre) |  | 移民人数 No. of Migrants |  | 最大坝高（米） Dam Height (meter) |  | 坝址水文地质 Hydrogeological and Geological Backgrounds at the Dam Site | [8 empty] | 电站工程指标
Hydropower Stations on Mainstream Nu River |  | LAT | LON | District/County |  | Owner | Primary Stakeholder(s) | Functions |  | Status |  | Budget | Price Year | Actual Cost | Completion Year | 2003 Plan | Upon Completion | 2003 Plan | Upon Completion | 2003 Plan | Upon Completion | 2003 Plan | Upon Completion | 2003 Plan | Upon Completion | 2003 Plan | Upon Completion | 2003 Plan | Upon Completion | 2003 Plan | Upon Completion | 2003 Plan | Upon Completion | 2003 Plan | Upon Completion | Head Height (meter) | Altitude at Site (meter) | Distance to Next Step or River Mouth (km) | Controlled Watershed Area (square km) | Average Water Flow (cubic meters per sec) | Diverted Water Flow (cubic meters per sec) | Designated Earthquake Magnitude | Bedrock Properties | Regulation Pattern |  | Type of the Dam |  | Drilling of Earth (in 10 000 cubic meters) | Concrete Placement (in 10 000 cubic meters) | Length of Diversion Pipe (km) | Key Issues | References | Notes
Name of Project |  | 地理坐标－北纬 | 地理坐标－东经 | 行政区域 |  | 业主单位 | 控股单位 | 综合利用 |  | 状态 |  | 计划 | 计划年份 | 实际 | 完成年份 | 2003年规划 | 最终建设 | 2003年规划 | 最终建设 | 2003年规划 | 最终建设 | 2003年规划 | 最终建设 | 2003年规划 | 最终建设 | 2003年规划 | 最终建设 | 2003年规划 | 最终建设 | 2003年规划 | 最终建设 | 2003年规划 | 最终建设 | 2003年规划 | 最终建设 | 利用落差（米） | 坝址高程（米） | 距下一级或河口（公里） | 控制流域面积（平方公里） | 多年平均流量（立方米／秒） | 引用流量（立方米／秒） | 抗震烈度 | 坝基岩性 | 调节性能 |  | 坝型 |  | 土石方开挖量（万立方米） | 混凝土浇筑量（万立方米） | 引水洞长（公里） | 问题 | 参考文献 | 备注
Guang Po | 光坡 | 24.235 | 99.031 | Yunnan Province, Longling County and Zhenkang County | 云南龙陵, 镇康 | Huadian Corporation | Huadian Corporation | Hydropower Generation | 发电 | cancelled | 取消 | 28.7 |  |  |  | 70 | 70 | 26.7 |  | 38.1 |  | 2.11 |  | 0.32 |  | 600 |  | 597 |  | 11470(342) |  | 183 |  | 90 | 90 | 37 | 563 | 38 | 124614 | 1900 | 3086 | 8 | 砂岩灰岩 | Adjusted Daily | 日调节 | Gravity Dam | 重力坝 | 348 | 81 |  |  | Geologists Oppose Article: http://journal.probeinternational.org/2011/04/18/senior-geologists-strongly-oppose-expanding-hydropower-development-on-the-nu-river/ | Brian Tilt (2012) notes 34 for estimated displacement.
Yan Sang Shu | 岩桑树 | 24.4126 | 98.985 | Yunnan Province, Longling County and Shidian County | 云南龙陵, 施甸 | Huadian Corporation | Huadian Corporation | Hydropower Generation | 发电 | cancelled | 取消 |  |  |  |  | 100 | 100 | 35.2 |  | 52.1 |  | 3.91 |  | 0.43 |  | 660 |  | 657 |  | 11791(4984) |  | 2889 |  | 89 | 89 | 50 | 610.6 | 73 | 116496 | 1770 | 3030 | 8 | 灰岩粉砂岩 | Adjusted Daily | 日调节 | Gravity Dam | 重力坝 | 420 | 96 |  |  |  | Brian Tilt (2012) notes 2470 for estimated displacement.
Sai Ge | 赛格 | 25.1455 | 98.8494 | Yunnan Province, Baoshan City | 云南保山市 | Huadian Corporation | Huadian Corporation | Hydropower and Irrigation | 发电灌溉 | Site Preparation | 前期 | 36.5 |  |  |  | 100 | 100 | 38.1 |  | 53.6 |  | 2.7 |  | 0.35 |  | 730 |  | 727 |  | 10604(3104) |  | 1887 |  | 79 | 79 | 52 | 739 | 100 | 113987 | 1700 | 2834 | 8 | 白云岩玄武岩 | Adjusted Daily | 日调节 | Gravity Dam | 重力坝 | 92 | 103 |  | Feasibility study completed. Likely to be a part of a scaled down version of the 13-dam cascade. | http://news.xhby.net/system/2013/02/01/016159505_04.shtm; http://news.hexun.com/2013-03-04/151667694.html. | Brian Tilt (2012) notes 1882 for estimated displacement.
Shi Tou Zhai | 石头寨 | 25.59 | 98.8787 | Yunnan Province, Baoshan City and Lushui County | 云南保山市, 泸水 | Huadian Corporation | Huadian Corporation | Hydropower and Irrigation | 发电灌溉 | cancelled | 取消 | 25.3 |  |  |  | 44 | 44 | 16.8 |  | 22.9 |  | 0.7 |  | 0.19 |  | 780 |  | 775 |  | 3390(986) |  | 589 |  | 49 | 49 | 27 | 753 | 50 | 111987 | 1580 | 2831 | 8 | 白云岩 | Adjusted Daily | 日调节 | Gravity Dam | 重力坝 | 166 | 68 |  |  |  | Brian Tilt (2012) notes 687 for estimated displacement.
Liu Ku | 六库 | 25.8832 | 98.8406 | Yunnan Province, Lushui County | 云南泸水 | Huadian Corporation | Huadian Corporation | Hydropower Generation and Tourism | 发电旅游 | Site Preparation | 前期 | 9.88 | 2002 |  |  | 18 | 18 | 6.87 |  | 8.2 |  |  |  | 0.04 |  | 822 |  |  |  | 484 |  | 500 | Caused the resettlement of Xiaoshaba village. Estimates of total displacement as many as 2000. | 35.5 | 35.5 | 10.5 | 826.5 | 47 | 111000 | 1490 | 2065 | 7 |  | Run of the River | 径流式 | Gravity Dam | 重力坝 |  |  |  | Feasibility study completed. Likely to be a part of a scaled down version of the 13-dam cascade. | http://news.hexun.com/2013-03-04/151667694.html. | Brian Tilt (2012) notes 411 for estimated displacement.
Lu Shui | 泸水（跃进桥） | 25.9704 | 98.8422 | Yunnan Province, Lushui County | 云南泸水 | Huadian Corporation | Huadian Corporation | Hydropower Generation and Tourism | 发电旅游 | cancelled | 取消 | 105.79 | 2003 |  |  | 240 | 240 | 9.45 |  | 122.9 |  | 9.81 |  | 0.83 |  | 955 |  | 950 |  | 5920 |  | 5190 |  | 165 | 165 | 122 | 829 | 12 | 110400 | 1500 |  | 7 | 玄武岩 | Ajusted Daily | 日调节 | Gravity Dam | 重力坝 | 646 | 637 |  |  |  | Brian Tilt (2012) notes 6190 for estimated displacement.
Ya Bi Luo | 亚碧罗 | 26.297 | 98.864 | Yunnan Province, Lushui County | 云南泸水 | Huadian Corporation | Huadian Corporation | Hydropower Generation and Tourism | 发电旅游 | Site Preparation | 前期 | 51.9 | 2003 |  |  | 180 | 180 | 7.3 |  | 92.9 |  | 3.44 |  | 0.38 |  | 1060 |  | 1055 |  | 2655 |  | 3982 |  | 134 | 133 | 109 | 1082 | 48 | 109300 | 1430 |  | 7 | 变粒岩片麻岩 | Ajusted Daily | 日调节 | Arch Dam | 拱坝 | 498 | 188 |  | Feasibility study completed. Likely to be a part of a scaled down version of the 13-dam cascade. | http://news.hexun.com/2013-03-04/151667694.html; http://www.hdnj.cn/Html/gongsigaikuang/gongsijianjie/0177771.html
Bi Jiang | 碧江（娃瓦） | 26.726 | 98.892 | Yunnan Province, Fugong County | 云南福贡 | Huadian Corporation | Huadian Corporation | Hydropower Generation and Tourism | 发电旅游 | cancelled | 取消 | 47.44 | 2003 |  |  | 150 | 150 | 5.69 |  | 72.85 |  | 2.8 |  | 0.44 |  | 1155 |  | 1150 |  | 4832 |  | 5186 |  | 118 | 118 | 88 | 1073 | 39 | 108400 | 1390 |  | 7 | 片岩大理岩 | Ajusted Daily | 日调节 | Gravity Dam | 重力坝 | 384 | 203 |  |  | http://www2.wii.gov.in/eianew/eia/dams%20and%20development/kbase/contrib/soc203.pdf; http://www.hdnj.cn/Html/gongsigaikuang/gongsijianjie/0177771.html
Fu Gong | 福贡 | 26.9258 | 98.868 | Yunnan Province, Fugong County | 云南福贡 | Huadian Corporation | Huadian Corporation | Hydropower Generation and Tourism | 发电旅游 | cancelled | 取消 | 34.02 | 2003 |  |  | 40 | 40 | 1.65 |  | 19.69 |  | 0.184 |  |  |  | 1200 |  | 1200 |  | 887 |  | 682 |  | 60 | 60 | 38 | 1175 | 34 | 107500 | 1340 |  | 7 | 石英岩板岩 |  |  | Gravity Dam | 重力坝 | 164 | 120 |  |  | http://www.hdnj.cn/Html/gongsigaikuang/gongsijianjie/0177771.html
Lu Ma Deng | 鹿马登 | 27.3971 | 98.829 | Yunnan Province, Fugong County | 云南福贡 | Huadian Corporation | Huadian Corporation | Hydropower Generation and Tourism | 发电旅游 | cancelled | 取消 | 86.9 | 2003 |  |  | 200 | 200 | 8.27 |  | 102.44 |  | 7.35 |  | 1.42 |  | 1325 |  | 1320 |  | 6620 |  | 5092 |  | 165 | 165 | 126 | 1209 | 11 | 107200 | 1330 |  | 7 | 片麻岩石英片岩 | Adjusted Daily | 日调节 | Gravity Dam | 重力坝 | 415 | 603 |  |  | http://www.hdnj.cn/Html/gongsigaikuang/gongsijianjie/0177771.html | Brian Tilt (2012) notes 6092 for estimated displacement.
Ma Ji | 马吉 | 27.421 | 98.821 | Yunnan Province, Fugong County | 云南福贡 | Huadian Corporation | Huadian Corporation | Hydropower Generation and Tourism | 发电旅游 | Site Preparation | 前期 | 196.48 | 2003 |  |  | 420 | 420 | 15.32 |  | 189.66 |  | 47 |  | 31.77 |  | 1570 |  | 1490 |  | 24813 |  | 19830 |  | 300 | 300 | 251 | 1573 | 59 | 106100 | 1270 |  | 7 | 片麻岩石英岩 | Adjusted Yearly | 年调节 | Arch Dam | 拱坝 | 1077 | 996 |  | Undergoing feasibility study. Serious concerns regarding impact to the local ecology, as well as dangers posed by mudslides. Likely to be a part of a scaled down version of the 13-dam cascade. | http://news.hexun.com/2013-03-04/151667694.html. http://special.globaltimes.cn/2011-02/621272.html http://www.altprofits.com/ref/se/re/hyd/hyd.html http://www.meltdownintibet.com/f_river_salween.htm; http://www.hdnj.cn/Html/gongsigaikuang/gongsijianjie/0177771.html
Bing Zhong Luo | 丙中洛 | 28.127 | 98.496 | Yunnan Province, Gongshan County | 云南贡山 | Huadian Corporation | Huadian Corporation | Hydropower Generation and Tourism | 发电旅游 | cancelled | 取消 | 56.57 | 2003 |  |  | 160 | 160 | 5.71 |  | 82.2 |  | 0.14 |  |  |  | 1690 |  | 1690 |  |  |  | 0 |  | 55 | 55 | 115 | 1670 | 110 | 103700 | 1200 |  | 7 | 花岗岩 |  |  | Concrete Sluice Dam | 混凝土闸坝 | 744 | 159 | 9.9 |  | http://www.hdnj.cn/Html/gongsigaikuang/gongsijianjie/0177771.html | According to the journal article cited in the reference section. The dam is not expected to displace anyone nor inundate any farmland.
Songta | 松塔 | 28.1226 | 98.2832 | Tibet/Nyingtri | 西藏 | Datang Corporation | Datang Group |  |  | Site Preparation | 前期 | 196.7 |  |  |  | 420 | 360 | 7.51 |  | 159.6 | [11 empty] | 3633 |  | 307 | 313 |  | 1928 | [8 empty] | Concrete Arch Dam | 混凝土双曲拱坝体表 |  |  |  | Concerns regarding seismic stability, unstable slopes around the dam's reservoir. Site prepration and road building in progress. | http://www.hydropower.org.cn/info/shownews.asp?newsid=6725; http://news.xhby.net/system/2013/02/01/016159505.shtml | Recent articles indicate that the installed capacity will be 3600 MW instead of 4200 MW, but that the dam height will be 313 m instead of 307 m.
Emi | 俄米 | 28.2544 | 98.2759 | Tibet/Chamdo | 西藏 | Datang International Power Generation Co., Ltd. | Datang Group |  |  | Site Preparation | 前期 | [40 empty] | http://www.nwh.cn/news_article.asp?ClassID=5&ID=1917
Angqu | 昂曲 |  |  | Tibet/Chamdo | 西藏 | Datang International Power Generation Co., Ltd. | Datang Group |  |  | Site Preparation | 前期 |  |  |  |  | 150 | 150 | [16 empty] | 188 | 188 | [16 empty] | http://baozi.cnrepair.com/file/huadongyuanbao/2012-4-30/html/160344.html
Luola | 罗拉 | 29.2755 | 97.3853 | Tibet/Chamdo | 西藏 | Datang International Power Generation Co., Ltd. | Datang Group |  |  | Site Preparation | 前期 |  |  |  |  | 105 | 105 | [34 empty] | http://xz.people.com.cn/n/2012/1007/c138901-17551953.html
Lalong | 拉龙 |  |  | Tibet/Chamdo | 西藏 | Datang International Power Generation Co., Ltd. | Datang Group |  |  | Site Preparation | 前期 | [40 empty] | http://xz.people.com.cn/n/2012/1007/c138901-17551953.html
Yeba | 叶巴 | 29.5244 | 97.2255 | Tibet/Chamdo | 西藏 | Datang International Power Generation Co., Ltd. | Datang Group |  |  | Planned | 规划中 | [40 empty] | http://epaper.chidi.com.cn/ckyb/20121015/a26c9fef3e4c59ee630f275ab201205e.xml
Nujiangqiao | 怒江桥 | 30.0616 | 97.1201 | Tibet/Chamdo | 西藏 | Datang International Power Generation Co., Ltd. | Datang Group |  |  | Site Preparation | 前期 |  |  |  |  | 80 | 80 | [34 empty] | http://www.chinatibetnews.com/caijing/2011-01/18/content_626783.htm
Kaxi | 卡西 |  |  | Tibet/Chamdo | 西藏 | Datang International Power Generation Co., Ltd. | Datang Group |  |  | planned | 规划中 |  |  |  |  | 95 | 95 | [34 empty] | http://www.yunnanpower.cn/showinfo.asp?id=19582
Tongka | 同卡 | 30.2802 | 96.3901 | Tibet/Chamdo | 西藏 | Datang International Power Generation Co., Ltd. | Datang Group |  |  | Site Preparation | 前期 | [40 empty] | http://xz.people.com.cn/n/2012/1007/c138901-17551953.html
Xingrong | 新荣 | 30.5657 | 95.4622 | Tibet/Chamdo | 西藏 | Tibet Nujiang River Upstream Datang International Power Development Co., Ltd. | Datang Group |  |  | Site Preparation | 前期 |  |  |  |  | 42 | 42 | [34 empty] | http://xz.people.com.cn/n/2012/1007/c138901-17551953.html
Luohe | 洛河 | 31.043 | 95.2724 | Tibet/Chamdo | 西藏 | Tibet Nujiang River Upstream Datang International Power Development Co., Ltd. | Datang Group |  |  | planned | 规划中 |  |  |  |  | 36 | 60 | [34 empty] | http://datang.cdsile.com/ArticleDetails.aspx?LinkID=233
Reyu | 热玉 | 31.0957 | 95.0746 | Tibet/Chamdo Palbar | 西藏 | Datang International Power Generation Co., Ltd. | Datang Group |  |  | Site Preparation | 前期 |  |  |  |  | 105 | 105 | [34 empty] | http://xz.people.com.cn/n/2012/1007/c138901; http://www.xzwater.gov.cn/pub/xzslw/xzslwlm/zbxx/201212/t20121228_13838.html
Shading | 沙丁 | 31.164 | 94.2841 | Tibet/Chamdo Palbar | 西藏 | Datang International Power Generation Co., Ltd. | Datang Group |  |  | Site Preparation | 前期 |  |  |  |  | 21 | 21 | [34 empty] | http://xz.people.com.cn/n/2012/1007/c138901; http://www.yunnanpower.cn/showinfo.asp?id=19370
Jiquan | 吉前 | 31.2829 | 93.4211 | Tibet/Biru | 西藏比如县吉前村 | Gezhouba |  |  |  | Existing Dam | 已建成 |  |  |  |  | 0.2 | 0.2 | [29 empty] | 低水头径流河床式 |  |  |  |  | http://www.huaxiawind.com.cn/detail.asp?infoId=14806; http://www.chinanews.com/ny/2010/08-03/2442830.shtml
Chalong | 查龙 | 31.2711 | 92.1958 | Tibet/Nagchu | 西藏那曲县 |  |  |  | 发电 | Existing Dam | 已建成 |  |  |  |  | 1.08 | 1.08 |  | 0.2046 |  | 0.4363 |  | 1.38 |  |  |  | 4383 | [6 empty] | 39 | 39 |  |  |  | 12070 | 30.8 |  | viii |  |  | 不完全年调节 |  | 混凝土棉贩砂砾石坝 |  |  |  |  | http://in.china-embassy.org/eng/szyss/jm/zhongguonongye/Water%20Conservancy/t144413.htm；http://www.bhidi.com/news_view.asp?id=406http://www.bhidi.com/news_view.asp?id=406 | started in 1993, completed in 1996

## Lancang River
澜沧江干流水电开发详表 |  |  |  |  | 基本情况 Basic Profile | [6 empty] | 投资（亿）Cost (in hundred millions of CNY) |  |  |  | 装机容量（万千瓦）Installed Capacity (in 10 MW) |  | 保证出力（万千瓦）Guaranteed Capacity (in 10 MW) |  | 年发电量（亿千瓦时）Annual Power Generation (in hundreds of millions kWh) |  | 总库容（亿立方米）Total Reservoir Volume (in hundreds of millions cubic meters) |  | 调节库容（亿立方米）Total Adjustment Volume (in hundreds of millions cubic meters) |  | 正常蓄水位（米） Operating Water Level (meter) |  | 死水位（米） Lowest Water Level (meter) |  | 淹没土地（亩） Land Submerged (in acre) |  | 移民人数 No. of Migrants |  | 最大坝高（米） Dam Height (meter) |  | 坝址水文地质 Hydrogeological and Geological Backgrounds at the Dam Site | [8 empty] | 电站工程指标
Hydropower Stations on the Mainstream Lancang River |  | LAT | LON | District/County |  | Owner | Primary Stakeholder(s) | Functions |  | Status |  | Budget | Price Year | Actual Cost | Completion Year | 2003 Plan | Upon Completion | 2003 Plan | Upon Completion | 2003 Plan | Upon Completion | 2003 Plan | Upon Completion | 2003 Plan | Upon Completion | 2003 Plan | Upon Completion | 2003 Plan | Upon Completion | 2003 Plan | Upon Completion | 2003 Plan | Upon Completion | 2003 Plan | Upon Completion | Head Height (meter) | Altitude at Site (meter) | Distance to Next Step or River Mouth (km) | Controlled Watershed Area (square km) | Average Water Flow (cubic meters per sec) | Diverted Water Flow (cubic meters per sec) | Designated Earthquake Magnitude | Bedrock Properties | Regulation Pattern |  | Type of the Dam |  | Drilling of Earth (in 10 000 cubic meters) | Concrete Placement (in 10 000 cubic meters) | Length of Diversion Pipe (km) | Key Issues | References | Notes
Name of Project |  | 地理坐标－北纬 | 地理坐标－东经 | 行政区域 |  | 业主单位 | 控股单位 | 综合利用 |  | 状态 |  | 计划 | 计划年份 | 实际 | 完成年份 | 2003年规划 | 最终建设 | 2003年规划 | 最终建设 | 2003年规划 | 最终建设 | 2003年规划 | 最终建设 | 2003年规划 | 最终建设 | 2003年规划 | 最终建设 | 2003年规划 | 最终建设 | 2003年规划 | 最终建设 | 2003年规划 | 最终建设 | 2003年规划 | 最终建设 | 利用落差（米） | 坝址高程（米） | 距下一级或河口（公里） | 控制流域面积（平方公里） | 多年平均流量（立方米／秒） | 引用流量（立方米／秒） | 抗震烈度 | 坝基岩性 | 调节性能 |  | 坝型 |  | 土石方开挖量（万立方米） | 混凝土浇筑量（万立方米） | 引水洞长（公里） | 问题 | 参考文献 | 备注
Meng Song | 勐松 | 21.78 | 101.147 | Yunnan Province, Jinghong City | 云南景洪市 | China Huaneng Lancang River Hydropower Company | China Huaneng Group | Hydropower Generation and Transportation | 发电航运 | Cancelled | 已取消 | 37.76 | 2002 |  |  | 60 | 60 | 35.6 | 37.4 | 33.5 | 33.8 | 0 | 0 | 0 | 0 | 519 | 519 | 515 | 519 | 875 | 876 | 230 | 230 | 65 |  | 24 | 493 | 10 | 160000 | 2020 | 2891 | 7 | 砂岩 | Run of the River | 径流式 | Concrete Gravity Dam | 混凝土重力坝 | 1722 | 113 |  |  | 1st Summit of the Mekong River Comission: http://www.mrcsummit2010.org/Speech-of-Vice-Minister-Song-Tao.pdf http://ns1.mrcmekong.org/download/Presentations/2nd-BDP-reg-stakeholder-forum/3.1.1-Lancang-River-Hydropower.pdf http://www.reuters.com/article/2010/04/05/us-mekong-idUSTRE6341A620100405
Gan Lan Ba | 橄榄坝 | 21.8614 | 100.914 | Yunnan Province, Jinghong City | 云南景洪市 | China Huaneng Lancang River Hydropower Company | China Huaneng Group | Hydropower Generation and Transportation | 发电航运 | Planned | 规划中 |  |  | 44 |  | 15 | 15.5 | 11.13 | 10.1 | 9.77 | 8.7 | 0 | 0.7236 | 0 | 0.313 | 533 | 533 |  | 533 |  | 180 | 58 | 58 | 35 | 60.5 | 7 | 523 | 36 | 151800 | 1880 | 2259 | 7 |  | Run of the River | 径流式 | Concrete Gravity Dam | 混凝土重力坝 |  |  |  |  | http://www.probeinternational.org/files/energypulse.pdf | Sinohydro is the builder
Jing Hong | 景洪 | 22.0531 | 100.767 | Yunnan Province, Jinghong City | 云南景洪市 | China Huaneng Lancang River Hydropower Company | GMS Power (Thai), Yunnan Electric Power Group Corporation, Yunnan Development and Investment Company | Hydropower Generation and Transportation | 发电航运 | Existing Dam | 已建成 | 79.37 | 2000 | 101 | 2009 | 150 | 175 | 87.1 | 84.7 | 80.6 | 78.6 | 8.71 | 12.33 | 3.09 | 2.3 | 602 | 602 | 591 | 595 | 5853 | 6003 | 3877 | 1700 | 110 | 118 | 60 | 535 | 31 | 149100 | 1820 | 2950 | 8 | 闪长岩 | Not Seasonally Adjusted | 不完全季调节 | Concrete Gravity Dam | 混凝土重力坝 | 1222 | 372 |  | Ecology: project cuts through Xishuangbanna national reserve. Huaneng working with Kate Lazarus and WWF to trial HSAP. | http://finance.ifeng.com/roll/20090603/737536.shtml http://mekong.waterandfood.org/portal/whats-on/70-advancing-sustainable-hydropower | Other estimates for expected migrants is 2264.
Nuo Zha Du | 糯扎渡 | 22.6344 | 100.433 | Yunnan Province, Simao District of Pu'er City | 云南普洱思茅区 | China Huaneng Lancang River Hydropower Company | China Huaneng Group | Hydropower Generation and Flood Control | 发电防洪 | Existing Dam | 已建成 | 242.07 | 2002 | 610 | 2012 | 585 | 585 | 263.2 | 246.7 | 239.9 | 239.1 | 217.5 | 227.41 | 113.45 | 124 | 812 | 812 | 765 | 756 | 87247 | 36018 | 43602 | 43000 | 261.5 | 261.5 | 178 | 602 | 107 | 144700 | 1730 | 3537 | 8 | 花岗岩 | Not Seasonally Adjusted | 不完全多年调节 | Rock-fill Dam | 心墙堆石坝 | 5800 | 420 |  | Approved by NDRC in 2011. | Lancong-Mekong Initiative: http://mouthtosource.org/rivers/mekong/2011/04/20/lancang-mekong-initiative/ http://www.probeinternational.org/files/energypulse.pdf http://en.wikipedia.org/wiki/Nuozhadu_Dam
Da Chao Shan | 大朝山 | 24.0249 | 100.3703 | Yunnan Province, Jingdong Yizu County | 云南景东 | SDIC Yunnan Dachaoshan Hydropower Co., | State Development and Investment Corporation, Hongta Group, Yunnan Development and Investment Company, Yunnan Electric Power Group Corporation, China Huaneng Group, CDB, ADB funded transmission line | Hydropower Generation | 发电 | Existing Dam | 已建成 | 35.3 | 1992 | 77 | 2003 | 135 | 135 | 95.2 | 70.9 | 64.1 | 67 | 7.4 | 9.4 | 2.75 | 3.76 | 899 | 899 | 887 | 887 | 12385 | 9806 | 6054 | 5200 | 118 | 118 | 76 | 807 | 211 | 121000 | 1340 | 2085 | 7 | 玄武岩 | Not Seasonally Adjusted | 不完全季调节 | Roller-Compacted Concrete Gravity Dam | 碾压混凝土重力坝 | 338 | 193 |  | Ecology: downstream impacts to fisheries, erosion, far-reaching impacts for lower SE Asian countries. Social: lack of adequate compensation, problems with food security and increased incidence of disease. | http://www.chinawater.net.cn/icold2000/st-a5-01.html http://www.chincold.org.cn/dams/rootfiles/2010/07/20/1279253973998192-1279253974002813.pdf http://in.china-embassy.org/eng/szyss/jm/zhongguonongye/Water%20Conservancy/t144255.htm http://www.probeinternational.org/files/energypulse.pdf | Inconsistency in dam height between this spreadsheet and the Major Dams China Wikipedia spreadsheet (111 m). Other estimates for expected migrants is 6052
Man Wan | 漫湾 | 24.6222 | 100.4489 | Yunnan Province, Jingdong Yizu County | 云南景东 | Yunnan Electric Power Industry Bureau | Department of Water Resources, Yunnan Province | Hydropower Generation | 发电 | Existing Dam | 已建成 | 26.62 | 1993 | 37.89 | 2007 | 160.5 | 155 | 95.2 | 79.6 | 78.2 | 78.1 | 9.2 | 10.6 | 2.57 | 2.5 | 994 | 994 | 982 | 982 | 14732（6225） | 4673 | 3513 | 3042 | 132 | 126 | 93 | 895 | 99 | 114500 | 1230 | 2234 | 8 | 流纹岩 | Not Seasonally Adjusted | 不完全季调节 | Concrete Gravity Dam | 混凝土重力坝 | 415 | 245 |  | Ecology: downstream impacts to fisheries, erosion, far-reaching impacts for lower SE Asian countries. Social: lack of adequate compensation, problems with food security and increased incidence of disease. | http://www.probeinternational.org/files/energypulse.pdf http://in.china-embassy.org/eng/szyss/jm/zhongguonongye/Water%20Conservancy/t144255.htm
Xiao Wan | 小湾 | 24.705 | 100.0914 | Yunnan Province, Nanjian Yi Autonomous County | 云南南涧 | China Huaneng Lancang River Hydropower Company | Yunnan Electric Power Group Corporation,Yunnan Development andInvestment Company, Yunnan Hongta Industrial Company Ltd. | Hydropower Generation, Flood Control, Irrigation, Sediment Control and Transportation | 发电防洪灌溉拦沙航运 | Existing Dam | 已建成 | 222.52 | 2001 | 277.3 | 2010 | 420 | 420 | 236.9 | 185.4 | 195.4 | 189.9 | 145.57 | 149.14 | 98.95 | 102.1 | 1240 | 1240 | 1166 | 1162 | 65732 | 35478 | 39337 | 28748 | 292 | 292 | 238 | 988 | 61 | 113300 | 1210 | 2340 | 8 | 片麻岩 | Not Yearly Adjusted | 不完全多年调节 | Concrete Arch Dam | 混凝土双曲拱坝 | 1810 | 1121 | 0.266 | In an article dated May 28, 2009, International Probe cited a UN Report from May 21 of that year that stated that Xiaowan Dam alone is capable of reducing the water volume and running speed, lowering water quality and biodiversity of areas downstream on Lancang/Mekong River. | http://www.probeinternational.org/mekong-utility-watch/un-says-china-dams-threaten-water-supplies-mekong-delta-farmers http://www.probeinternational.org/files/energypulse.pdf | Other estimates for expected migrants is 32737
Gong Guo Qiao | 功果桥 | 25.5502 | 99.3445 | Yunnan Province, Yunlong County | 云南云龙 | China Huaneng Lancang River Hydropower Company | China Huaneng Group | Hydropower Generation | 发电 | Existing Dam | 已建成 |  |  |  | 2012 | 75 | 90 | 33.2 | 46.7 | 39.5 | 40.6 | 3.48 | 3.16 | 0.81 | 0.49 | 1307 | 1307 | 1301 | 1311 | 5147 | 5150 | 4596 | 4596 | 90 | 105 | 72 | 1242 | 168 | 97200 | 985 | 1572 | 7 | 砂岩 | Adjusted Daily | 日调节 | Roller-Compacted Concrete Gravity Dam | 碾压混凝土重力坝 | 200 | 186 |  | Gongguoqiao is unliekly to be a sustainable project, has poor additionality and feasibility arguments in the PDD, and does not meet the criteria of the world comisssion on dams, with which projects seeking approval by the swiss government (a project participant) must comply. | http://www.probeinternational.org/mekong-utility-watch/un-says-china-dams-threaten-water-supplies-mekong-delta-farmers UN CDM Reports: http://cdm.unfccc.int/Projects/Validation/DB/YHK3P49SQB7TBBT9H4W13Q49YZLKY1/view.html | This dam is part of the UN's Clean Development Mechanism (CDM) Program. Sinohydro is the builder.
Miao Wei | 苗尾 | 25.8546 | 99.1739 | Yunnan Province, Yunlong County | 云南云龙 | China Huaneng Lancang River Hydropower Company | China Huaneng Group | Hydropower Generation and Tourism | 发电旅游 | Under Construction | 建设中 |  |  | 78 | 2014 | 220 | 140 | 83.9 | 34.69 | 102.6 | 64.68 | 27.98 | 6.6 | 12.78 |  | 1479 | 1408 | 1444 |  | 18595 |  | 11036 |  | 204 | 139.8 | 154 | 1304 | 42 | 93900 | 960 | 1724 | 7 | 千枚岩 | Adjusted Seasonally | 季调节 | ? | 砾质土心墙堆石坝 | 1140 | 122 |  | Miaowei's project EIA was passed in March 2012 and the construction will finish in 2016. By 2015, all resettled communities have to move out of the area. There are also a few nonferrous metal mines in the region. | http://probeinternational.org/mekong-utility-watch/yunnan-prefecture-promotes-lancang-hydro-development http://en.wikipedia.org/wiki/List_of_major_power_stations_in_Yunnan | Sinohydro is the builder
Da Hua Qiao | 大华桥 | 26.3368 | 99.1473 | Yunnan Province, Yunlong County | 云南云龙 | China Huaneng Lancang River Hydropower Company | China Huaneng Group |  |  | Site Preparation | 前期 |  |  |  |  | 92 | 92 |  |  |  | 40.7 |  | 2.93 |  | 0.41 |  | 1479 |  |  |  | 13678 |  |  | 106 | 106 |  | 1486 | 60 | 92600 | 925 |  |  |  | Adjusted Weekly | 周调节 | [5 empty] | The EIA for preparation work of Dahuaqiao has passed but project EIA has not been officially approved. The water diversion tunnel is now being built. | http://articles.businessinsider.com/2011-09-06/markets/30127329_1_hydropower-yellow-river-jinsha-river http://en.wikipedia.org/wiki/List_of_major_power_stations_in_Yunnan | According to wikipedia total installed capacity is 900 MW. Sinohydrois the builder
Huang Deng | 黄登 | 26.5468 | 99.1037 | Yunnan Province, Lanping Bai and Pumi Autonomous County | 云南兰坪 | China Huaneng Lancang River Hydropower Company | China Huaneng Group | Hydropower Generation and Tourism | 发电旅游 | Under Construction | 建设中 |  |  | 173.3 | 2016 | 160 | 190 | 62.8 | 50.8 | 80.8 | 85.7 | 15.07 | 14.18 | 4.11 |  | 1622 | 1619 | 1607 |  | 12195 |  | 4415 |  | 187 | 202 | 131 | 1627 | 40 | 91900 | 901 | 1476 | 7 | 玄武岩 | Adjusted Seasonally | 季调节 | Roller-Compacted Concrete Gravity Dam | 碾压混凝土重力坝 | 810 | 361 |  |  | http://www.ecn.nl/docs/library/report/2003/c03027.pdf http://blogs.ei.columbia.edu/2011/05/19/the-push-to-dam-china%E2%80%99s-rivers/ http://zh.wikipedia.org/wiki/File:Huangdeng_Hydropower_Station_under_construction.jpg | Sinohydro is the builder
Tuo Ba | 托巴 | 27.193 | 99.104 | Yunnan Province, Weixi Lisu Autonomous County | 云南维西 | China Huaneng Lancang River Hydropower Company | China Huaneng Group | Hydropower Generation, Water Storage and Transportation | 发电库区航运 | Planned | 规划中 |  |  | 123.9 |  | 90 | 140 | 35.8 |  | 46.25 | 60.67 | 5.74 | 10.394 | 1.68 |  | 1715 | 1735 | 1705 |  | 9900 | 12976（9762） | 3073 | 5951 | 138 | 158 | 84 | 1720 | 91 | 88700 | 810 | 1296 | 7 | 辉长岩 | Adjusted Seasonally | 季调节 | Roller-Compacted Concrete Gravity Dam | 碾压混凝土重力坝 | 769.69 | 348.85 |  |  | Hydrochina Website Tuoba Page: http://en.msdi.cn/showArticle.aspx?id=110 http://www.bentley.com/en-US/Community/BE+Awards/power+generation.htm | This dam was part of a two part project that includes the construction of the Hongjiang hydropower plant. Sinohydro is the builder
Li Di | 里底 | 27.5024 | 99.0201 | Yunnan Province, Weixi Lisu Autonomous County | 云南维西 | China Huaneng Lancang River Hydropower Company | China Huaneng Group | Hydropower Generation and Tourism | 发电旅游 | Under Construction | 建设中 |  |  |  |  | 30 | 42 | 13.9 |  | 16.8 | 17 | 0.95 | 0.7085 | 0.15 | 0.1426 | 1821 | 1819.5 | 1816 |  | 1098 |  | 575 |  | 63 | 74 | 33 | 1828 | 95 | 86400 | 750 | 1095 | 7 | 石英千枚岩 | Adjusted Daily | 日调节 | Rock-fill Dam | 心墙堆石坝 | 97 | 90 |  | Approved by NDRC on 28 Feb 2013. | http://en.wikipedia.org/wiki/List_of_major_power_stations_in_Yunnan http://groups.google.com/group/Lancang-Mekong/browse_thread/thread/c6eb324999415fca http://groups.google.com/group/lancang-mekong/msg/967b28891da99d64; http://www.industrialinfo.com/showAbstract.jsp?newsitemID=234375 | Sinohydro is the builder
Wu Nong Long | 乌弄龙 | 27.926 | 98.9167 | Yunnan Province, Deqin County | 云南德钦 | China Huaneng Lancang River Hydropower Company | China Huaneng Group | Hydropower Generation and Tourism | 发电旅游 | Under Construction | 建设中 |  |  |  |  | 120 | 99 | 43.9 |  | 57.5 | 44.6 | 6.46 | 2.72 | 1.48 | 0.36 | 1943 | 1906 | 1931 |  | 1270 |  | 808 |  | 162 | 137.5 | 112 | 1909 | 19 | 85900 | 743 | 1293 | 7 | 变质砂岩 | Adjusted Daily | 日调节 | Roller-Compacted Concrete Gravity Dam | 碾压混凝土重力坝 | 211 | 292 |  | According to a journal article cited in the references, there may be potential stability issues if an earthquake were to occur in the vicinity of the dam. | http://en.cnki.com.cn/Article_en/CJFDTOTAL-RIVE201111004.htm http://en.wikipedia.org/wiki/List_of_major_power_stations_in_Yunnan | Inconsistency in dam height between this spreadsheet and the Major Dams China Wikipedia spreadsheet (292 m). Sinohydro is the builder
Guo Nian | 果念 | 28.32 | 98.867 | Yunnan Province, Deqin County | 云南德钦 | China Huaneng Lancang River Hydropower Company | China Huaneng Group | Hydropower Generation and Tourism | 发电旅游 | Cancelled | 或取消 |  |  |  |  | 120 | 120 | 45.1 |  | 59.1 | 59 | 6.87 |  | 1.47 |  | 2080 | 2080 | 2066 |  | 4013 |  | 2970 |  | 165 |  | 122 | 1940 | 52 | 84800 | 709 | 1188 | 7 | 花岗麻片岩 | Adjusted Seasonally | 季调节 | Gravity Arch Dam | 重力拱坝 | 550 | 248 |  |  | http://news.163.com/12/0525/11/82BK02CL00014JB5_all.html
Gu Shui | 古水 | 28.6069 | 98.7464 | Yunnan Province, Deqin County | 云南德钦 | China Huaneng Lancang River Hydropower Company | China Huaneng Group | Hydropower Generation and Tourism | 发电旅游 | Planned | 规划中 |  |  |  |  | 220 | 180 | 70.9 |  | 99.62 | 99.8 | 35.74 |  | 22.73 |  | 2340 | 2340 | 2261 |  | 3838 |  | 3776 |  | 294 | 220 | 223 | 2265 | 43 | 83500 | 680 | 1188 | 7 | 玄武岩 | Adjusted Yearly | 年调节 | Rock-fill Dam | 心墙堆石坝 | 2618 | 140 |  | Started pre-feasiblity studies | http://eng.greensos.cn/ShowArticle.aspx?articleId=981http://www.tibet3.com/news/content/2011-01/18/content_439558.htm; http://news.bjx.com.cn/html/20130301/420320.shtml
Baita | 白塔 |  |  | Tibet, Chamdo County | 西藏芒康 |  |  |  |  | Planned | 规划中 | [40 empty] | http://www.sdfgw.gov.cn/art/2012/8/8/art_420_116770.html | Call for project bids opened early 2013: http://www.cnelc.com/Product/20130218/P103027182.html
Gu Xue | 古学 | 29.183 | 98.607 | Tibet, Markam County | 西藏芒康 | China Huaneng Lancang River Hydropower Company | China Huaneng Group | Hydropower Generation | 发电 | Site Preparation | 前期 | [5 empty] | 240 | [34 empty] | http://www.sdfgw.gov.cn/art/2012/8/8/art_420_116770.html
Ru Mei | 如美 | 29.648 | 98.3477 | Tibet, Markam County | 西藏芒康 | China Huaneng Lancang River Hydropower Company | China Huaneng Group | Hydropower Generation | 发电 | Site Preparation | 前期 | [5 empty] | 240 | [33 empty] | Started pre-feasibility studies | Lancong-Mekong Initiative: http://mouthtosource.org/rivers/mekong/2011/04/20/lancang-mekong-initiative/ http://www.probeinternational.org/files/energypulse.pdf http://tibetanplateau.blogspot.ca/2013/03/2013-update-dams-on-drichu-yangtze.html; http://www.chinadaily.com.cn/micro-reading/dzh/2013-01-21/content_8078620.html
Ban Da | 班达 | 30.2 | 97.934 | Tibet, Zogang County | 西藏左贡 | China Huaneng Lancang River Hydropower Company | China Huaneng Group | Hydropower Generation | 发电 | Site Preparation | 前期 | [5 empty] | 100 | [34 empty] | http://www.sdfgw.gov.cn/art/2012/8/8/art_420_116770.html; http://tibetanplateau.blogspot.ca/2013/03/2013-update-dams-on-drichu-yangtze.html
Ka Gong | 卡贡 | 30.622 | 97.445 | Tibet, Zhag'yab County | 西藏察雅 | China Huaneng Lancang River Hydropower Company | China Huaneng Group | Hydropower Generation | 发电 | Site Preparation | 前期 | [5 empty] | 24 | [33 empty] | As of 2009 a prefeasibility study was in progress for this dam. | http://articles.businessinsider.com/2011-09-06/markets/30127329_1_hydropower-yellow-river-jinsha-river
Yue Long | 约龙 | 30.868 | 97.346 | Tibet, Zhag'yab County | 西藏察雅 | China Huaneng Lancang River Hydropower Company | China Huaneng Group | Hydropower Generation | 发电 | Planned | 规划中 | [5 empty] | 10 | [34 empty] | http://www.sdfgw.gov.cn/art/2012/8/8/art_420_116770.html
Ce Ge | 侧格 | 30.985 | 97.339 | Tibet, Kham | 西藏昌都 | China Huaneng Lancang River Hydropower Company | China Huaneng Group | Hydropower Generation | 发电 | Planned | 规划中 | [5 empty] | 16 | [33 empty] | Started pre-feasibility studies | http://www.sdfgw.gov.cn/art/2012/8/8/art_420_116770.html
Lin Chang | 林场 | 31.1804 | 97.1852 | Tibet, Kham | 西藏昌都 | China Huaneng Lancang River Hydropower Company | China Huaneng Group | Hydropower Generation | 发电 | Planned | 规划中 | 12 | 2007 |  |  |  | 7.2 |  | 1.4 |  | 3.62 |  | 0.09 |  | 0.022 |  | 3257 |  |  |  | 110 |  | 69 |  |  | 25 |  |  | 36812 | 325 |  |  |  | Adjusted Daily | 日调节 | [6 empty] | http://tibetanplateau.blogspot.ca/2013/03/2013-update-dams-on-drichu-yangtze.html
Ru Yi | 如意 | 31.221 | 97.175 | Tibet, Kham | 西藏昌都 | China Huaneng Lancang River Hydropower Company | China Huaneng Group | Hydropower Generation | 发电 | Planned | 规划中 | 20.9 | 2007 |  |  |  | 11.4 |  | 2.12 |  | 5.62 |  | 0.221 |  | 0.064 |  | 3295 |  |  |  | 305 |  | 146 |  |  | 38.2 |  |  | 36651 | 324 |  |  |  | Adjusted Daily | 日调节 | [6 empty] | http://tibetanplateau.blogspot.ca/2013/03/2013-update-dams-on-drichu-yangtze.html
Xiang Da | 向达 | 31.4524 | 97.183 | Tibet, Kham | 西藏昌都 | China Huaneng Lancang River Hydropower Company | China Huaneng Group | Hydropower Generation | 发电 | Planned | 规划中 | 12.3 | 2007 |  |  |  | 6.6 |  | 1.23 |  | 3.23 |  | 0.111 |  | 0.023 |  | 3359 |  |  |  | 93 |  | 46 |  |  | 22.7 |  |  | 36187 | 320 |  |  |  | Adjusted Daily | 日调节 | [6 empty] | http://tibetanplateau.blogspot.ca/2013/03/2013-update-dams-on-drichu-yangtze.html
Guo Duo | 果多 | 31.5233 | 97.1946 | Tibet, Kham | 西藏昌都 | China Huaneng Lancang River Hydropower Company | China Huaneng Group | Hydropower Generation | 发电 | Under Construction | 建设中 | 26.7 | 2007 | 38.3 |  |  | 16.5 |  | 2.74 | 7.35 | 8.227 |  | 0.43 |  | 0.117 |  | 3412 |  |  |  | 787 |  | 658 |  |  | 53 |  |  | 33458 | 296 |  | 7 | 砂岩夹泥岩 | Adjusted Weekly | 周调节 | [6 empty] | http://tibetanplateau.blogspot.ca/2013/03/2013-update-dams-on-drichu-yangtze.html; http://www.cpnn.com.cn/fdpd/yangq/huan/201301/t2013
Dong Zhong | 冬中 | 31.876 | 96.99 | Tibet, Kham | 西藏昌都 | China Huaneng Lancang River Hydropower Company | China Huaneng Group | Hydropower Generation | 发电 | Planned | 规划中 | 27.73 | 2007 |  |  |  | 10.8 |  | 2.03 |  | 5.39 |  | 0.783 |  | 0.195 |  | 3503 |  |  |  | 1875 |  | 717 |  |  | 41.2 |  |  | 32317 | 285 |  |  |  | Adjusted Weekly | 周调节 | [6 empty] | http://tibetanplateau.blogspot.ca/2013/03/2013-update-dams-on-drichu-yangtze.html
Ang Sai | 昂赛 | 32.4645 | 95.3702 | Qinghai, Zaduo | 青海杂多 |  | Qinghai Hydro Group | Hydropower Generation | 发电 | Planned | 规划中 |  |  |  |  | 5.5 | 5.5 | 1.62 |  | 2.68 |  |  |  | 1.2 |  | 4000 | [7 empty] | 69 | 69 | 64 | 3936 | 26.2 | 12115 | 88.1 | [11 empty] | http://tibetanplateau.blogspot.ca/2013/03/2013-update-dams-on-drichu-yangtze.html
Long Qing Xia | 龙庆峡 | 32.5259 | 95.2105 | Qinghai, Zaduo | 青海杂多 |  |  | Hydropower Generation | 发电 | Existing Dam | 已建成 | 0.39 | 1997 |  |  | 0.25 | 0.25 | 0.1 |  | 0.195 | [5 empty] | 4050.5 | [7 empty] | 11 | 11 |  | 4039.5 | 13.5 | 10764 | 78.6 |  | 7 |  | Adjusted Daily | 日调节 | [6 empty] | http://eng.tibet.cn/news/today/200808/t20080831_423373.htm; http://tibetanplateau.blogspot.ca/2013/03/2013-update-dams-on-drichu-yangtze.html
Note on V14: 85.7

## Yangtze River
长江流域水电开发详表 |  | 基本情况 Basic Profile | [11 empty] | 投资（亿）Cost (in hundred millions of CNY) |  |  |  | 装机容量（万千瓦）Installed Capacity (in 10 MW) |  | 保证出力（万千瓦）Guaranteed Capacity (in 10 MW) |  | 年发电量（亿千瓦时）Annual Power Generation (in hundreds of millions kWh) |  |  | 总库容（亿立方米）Total Reservoir Volume (in hundreds of millions cubic meters) |  |  | 调节库容（亿立方米）Total Adjustment Volume (in hundreds of millions cubic meters) |  | 正常蓄水位（米） Operating Water Level (meter) |  |  | 死水位（米） Lowest Water Level (meter) |  | 淹没土地（亩） Land Submerged (in acre) |  | 移民人数 No. of Migrants |  | 最大坝高（米） Dam Height (meter) |  | 坝址水文地质 Hydrogeological and Geological Backgrounds at the Dam Site | [7 empty] | 电站工程指标
Hydropower Stations in the Yangtze Watershed |  | LAT | LON | District(s)/County(ies) |  | Primary Watershed | Tributary | Owner | Primary Stakeholder(s) | Functions |  | Status |  | Budget | Price Year | Actual Cost | Completion Year | 2003 Plan | Upon Completion | 2003 Plan | Upon Completion | 1990 Plan | 2003 Plan | Upon Completion | 1990 Plan | 2003 Plan | Upon Completion | 2003 Plan | Upon Completion | 1990 Plan | 2003 Plan | Upon Completion | 2003 Plan | Upon Completion | 2003 Plan | Upon Completion | 2003 Plan | Upon Completion | 2003 Plan | Upon Completion | Head Height (meter) | Altitude at Site (meter) | Distance to Next Step or River Mouth (km) | Controlled Watershed Area (square km) | Average Water Flow (cubic meters per sec) | Diverted Water Flow (cubic meters per sec) | Designated Earthquake Magnitude | Bedrock Properties | Regulation Pattern |  | Type of the Dam |  | Drilling of Earth (in 10 000 cubic meters) | Concrete Placement (in 10 000 cubic meters) | Length of Diversion Pipe (km) | Key Issues | References | Notes
Name of Project |  | 地理坐标－北纬 | 地理坐标－东经 | 行政区域 |  | 一级流域 | 二级流域 | 业主单位 | 控股单位 | 综合利用 |  | 状态 |  | 计划 | 计划年份 | 实际 | 完成年份 | 2003年规划 | 最终建设 | 2003年规划 | 最终建设 | 1990年规划 | 2003年规划 | 最终建设 | 1990年规划 | 2003年规划 | 最终建设 | 2003年规划 | 最终建设 | 1990年规划 | 2003年规划 | 最终建设 | 2003年规划 | 最终建设 | 2003年规划 | 最终建设 | 2003年规划 | 最终建设 | 2003年规划 | 最终建设 | 利用落差（米） | 坝址高程（米） | 距下一级或河口（公里） | 控制流域面积（平方公里） | 多年平均流量（立方米／秒） | 引用流量（立方米／秒） | 抗震烈度 | 坝基岩性 | 调节性能 |  | 坝型 |  | 土石方开挖量（万立方米） | 混凝土浇筑量（万立方米） | 引水洞长（公里） | 问题 | 参考文献 | 备注
Ge Zhou Ba | 葛洲坝 | 30.7388 | 111.2713 | Hubei Province, Yichang City, Dianjun and Xiling District | 湖北宜昌点军区 | Chuan River（Yangtze） |  | China Three Gorges Corporation | State-owned Assets Supervision and Administration Commission of the State Council (SASAC) | Hydropower Generation and Transportation | 航运发电 | Existing Dam | 已建成 | 48.48 |  |  | 1988 | 271.5 | 319 | 76.8｜112 | 76.8 | 157 | 157｜159 | 161 | 15.8 | 7.41 | 15.8 | 0.84 | 0.8 | 66 | 66 | 66 | 63 | 62.5 | 13900 | 13900 | 23400 | 26979 | 53.8 | 47 | 26.6｜11.6 |  |  | 1000000 | 14300 |  | 6 | 白垩系下统陆相红色碎屑岩 | Adjusted Daily | 日调节 | Concrete Sluice Dam | 混凝土闸坝 | 7347 | 1113 |  |  | http://www.china-yangtzecruise.com/yangtzethreegorges/jd12.htm
Three Gorges (Sanxia) | 三峡 | 30.8208 | 111.0037 | Hubei Province, Yichang City, Dianjun District | 湖北宜昌夷陵区 | Chuan River |  | China Three Gorges Corporation | SASAC | Flood Control, Hydropower Generation and Transportation | 防洪发电航运 | Existing Dam | 已建成 | 900.9 | 1993 | 1975 | 2012 | 2240 | 2250 | 499｜530 | 499 | 840 | 884｜899 | 840 | 395 | 393 | 393 | 165 | 221.5 | 175 | 175 | 175 | 155 | 145 | 20433（17160） | 388600 | 1130000 | 1131800 | 185 | 175 | 113｜71 |  |  | 1000000 | 14300 |  | 6 | 前震旦系斜长花岗岩 | Adjusted Yearly | 年调节 | Concrete Gravity Dam | 混凝土重力坝 | 1039 | 2790 |  | Ecology: threatens major fisheries in Yangtze River, including sturgeon and paddlefish, will change ecology of upstream reservoir. Hydrology: silt buildup upstream, erosion downstream, leading to salt water intrusion at mouth of Shanghai estuary. Hazards: landslides, reservoir-induced seismicity, possible bogs of exposed effluent posing health risk. Social: resettlement has been controversial, inadequate, plagued with corruption. Economic: spiralling costs to deal with water quality, resettlement, hazard mitigation.
Xiao Nan Hai | 小南海 | 29.3695 | 106.45 | Chongqing Municipality, Jiangjin and Dadukou District | 重庆江津区 | Chuan River |  | China Three Gorges Corporation | SASAC | Hydropower Generation and Transportation | 航运发电 | Planned | 规划中 |  |  |  |  | 100 | 200 | 35 |  | 40 | 40 |  | 22.2 | 22.2 |  |  |  | 195 | 195 |  | 192 |  | 18400 |  | 34900 | [6 empty] | 704000 | 8700 | [7 empty] | 5743 | 633
Xiang Jia Ba | 向家坝 | 28.6452 | 104.3924 | Sichuan Province, Yibin City and Yunnan Province, Shuifu County | 四川宜宾 | Jinsha River(Yangtze) |  | China Three Gorges Corporation | SASAC | Hydropower Generation, Flood Control, Transportation and Irrigation | 发电防洪航运灌溉供水 | Existing Dam | 已建成 | 289.88 | 2002 | 542 | 2012 | 600 | 720 | 144｜353 | 266 | 305.2 | 289｜352 | 333 | 54.4 | 49.77 | 51.63 | 9.03 | 9.03 | 385 | 380 | 380 | 370 | 370 | 43626（35900） | 39688 | 89230 | 85000-118000 | 161 | 162 | 113 | 267 |  | 458800 | 4620 | 7216 | 8 | 石英砂岩 | Adjusted Seasonally | 季调节 | Concrete Gravity Dam | 混凝土重力坝 | 2886 | 1280 |  | Already 8,000 people have been displaced | http://www.waterpowermagazine.com/story.asp?storyCode=2059690 http://www.hydroworld.com/index/display/news_display.1541257506.html http://www.chinatechgadget.com/xiangjiaba-hydropower-station-the-third-largest-hydropower-plant-in-china.html http://en.wikipedia.org/wiki/Xiangjiaba_Dam
Xi Luo Du | 溪洛渡 | 28.2596 | 103.6493 | Sichuan Province, Leibo County and Yunnan Province, Yongshan County | 四川雷波 | Jinsha River |  | China Three Gorges Corporation | SASAC | Hydropower Generation, Flood Control and Transportation; Irrigation; Water Supply | 发电防洪航运 | Existing Dam | 已建成 | 445.73 | 2001 | 792.3 | 2015 | 1260 | 1440 | 340｜666 | 545 | 589.3 | 571｜639 | 653 | 120.7 | 115.7 | 129.6 | 64.6 | 69.9 | 600 | 600 | 600 | 570 | 550 | 45017（41843） | 34289 | 52740 | 31839 | 278 | 295 | 220 | 371 | 151 | 454400 | 4570 | 7628.4 | 8 | 峨眉山玄武岩 | Adjusted Seasonally | 季调节 | Concrete Arch Dam | 混凝土双曲拱坝 | 3543.45 | 1305.46 | 0.424 | In 2005, construction halted because project lacked an EIA, but work has resumed. Dam gates closed for the first time on the Jinsha River when Xiluodu Dam gates were closed in November 2007. 32,000-50,000 people will be displaced | http://www.vacon.com/Default.aspx?Id=470117 http://www.chincold.org.cn/news/li080321-14-Xiluodu.pdf http://www.ritchiewiki.com/wiki/index.php/Xiluodu_Hydropower_Station http://en.wikipedia.org/wiki/Xiluodu_Dam http://www.cnao.gov.cn/main/articleshow_ArtID_1059.htm; http://yn.yunnan.cn/html/2013-05/15/content_2731326.htm
Bai He Tan | 白鹤滩 | 27.2077 | 102.9030 | Sichuan Province, Ningnan County and Yunnan Province, Qiaojia County | 四川宁南 | Jinsha River |  | China Three Gorges Corporation | SASAC, Yangtze Power, China Development Bank, China Construction Bank | Hydropower Generation, Flood Control and Transportation | 发电防洪航运 | Under Construction | 建设中 | 932 | 1991 |  | 2020 | 1200 | 1305 | 290｜496 | 506 | 519.7 | 495｜563 | 602.5 | 193.8 | 179.2 | 188 | 112.7 | 104.36 | 820 | 820 | 825 | 750 | 760 | 73935 | 94000 | 63120 | 83000 | 265 | 277 | 220 | 589 | 198 | 430310 | 4060 |  | 8 | 玄武岩 | Adjusted Seasonally | 季调节 | Arch Dam | 双曲拱坝 |  |  |  |  | http://nn.lsz.gov.cn/lry.asp?id=164 http://www.chinadaily.com.cn/china/2006-06/06/content_609284.htm; http://news.bjx.com.cn/html/20130419/429824.shtml
Wu Dong De | 乌东德 | 26.3167 | 102.6363 | Sichuan Province, Huidong County and Yunnan Province, Luquan County | 四川会东 | Jinsha River |  | China Three Gorges Corporation | SASAC, Eco Asset Incorporated | Hydropower Generation, Flood Control and Transportation | 发电防洪航运 | Under Construction | 建设中 |  |  | 413 |  | 740 | 870 | 156｜348 | 230 | 279.4 | 317｜358 | 387 | 39.4 | 43.3 | 76 | 16.3 |  | 950 | 950 | 960 | 930 |  | 17501 |  | 14230 |  | 219 | 265 | 130 | 804 | 180 | 406100 | 3820 |  | 7 |  | Adjusted Daily | 日调节 | Concrete Arch Dam | 混凝土双曲拱坝 |  |  |  |  | http://www.reuters.com/article/2010/05/31/us-china-power-hydropower-idUSTRE64U0PX20100531 http://www.ctgpc.com/corporation/corporation_a.php http://en.wikipedia.org/wiki/Wudongde_Dam
Yin Jiang | 银江 | 26.6028 | 101.8172 | Sichuan Province, Panzihua City, East District | 四川攀枝花东区 | Jinsha River |  | Panzhihua Resources Hydropower Development Co., Ltd | China Resources Power Holdings Co., Ltd | Hydropower Generation, Irrigation, Flood Control and Tourism | 发电供水防洪旅游 | Under Construction | 建设中 |  |  |  | 2015 | [14 empty] | 998.5
Jin Sha | 金沙 | 26.5803 | 101.6481 | Sichuan Province, Panzihua City, West District | 四川攀枝花西区 | Jinsha River |  | Panzhihua Resources Hydropower Development Co., Ltd | China Resources Power Holdings Co., Ltd | Hydropower Generation, Irrigation, Flood Control and Tourism | 发电供水防洪旅游 | Under Construction | 建设中 | [5 empty] | 52 |  |  |  |  | 23.53 |  |  | 1.12 |  |  |  |  | 1022 |  |  |  | 281 |  | 366 |  | 70
Guan Yin Yan | 观音岩 | 26.5193 | 101.438 | Sichuan Province, Panzihua City, Renhe District and Yunnan Province, Huaping County | 四川攀枝花仁和区 | Jinsha River |  | Datang guanyinyan Hydropower Development Co., Ltd | China Datang Corporation | Hydropower Generation and Flood Control | 发电防洪 | Under Construction | 建设中 | 132.55 | 1999 | 307 | 2016 | 300 | 300 | 70.7｜138 |  | 143.3 | 106｜135 | 135.1 | 54.2 | 19.73 | 0.72 | 5.42 |  | 1150 | 1132 | 1134 | 1120 |  | 27974（14059） |  | 8853 |  | 148 | 159 | 117 | 1012 | （255） | 256500 | 1830 | 3304 | 7 | 钙质砾岩 | Adjusted Seasonally | 季调节 | ?? Concrete Gravity Dam, Loam Walled Rokc-fill Dam | 碾压混凝土重力坝、粘土心墙堆石坝 | 2717.58 | 236.21 | 0.37
Lu Di La | 鲁地拉 | 26.1987 | 100.8243 | Yunnan Province, Yongsheng and Binchuan County | 云南永胜 | Jinsha River |  | Yunnan Huadian Ludila Hydropower Co., Ltd, Jinsha River Hydropower Development Co., Ltd | China Huadian Corporation | Hydropower Generation and Flood Control | 发电防洪 | Existing Dam | 已建成 | 88.86 | 1999 | 178 | 2015 | 210 | 218 | 42.5｜101 |  |  | 77.8｜96.3 | 102 |  | 20.99 | 17.18 | 5.74 | 3.76 |  | 1221 |  | 1212 |  | 31350（31229） |  | 17655 | 1402 | 120 | 140 | 89 | 1132 | 101 | 247300 | 1750 | 3180 | 8 | 石英砂岩 | Adjusted Seasonally | 季调节 | ?? Concrete Gravity Dam | 碾压混凝土重力坝 | 829.72 | 297.84 |  | Approved by NDRC in March 2012. | http://www.china.org.cn/environment/features_analyses/2009-06/22/content_17992826.htm; http://en.wikipedia.org/wiki/List_of_major_power_stations_in_Yunnan | This project actually consist of five power stations, the Zhongzui power station, the Changshiba power station, the Foshan power station, the Xiaoniujing power station, and the Mansangping power station, that together comprise a run-of-river reservoir. This project is part of the UN's CDM (Clean Development Mechanism) Program. While individually each of the five power stations will produce less than 100 MW, all five power stations are treated as a combined project totaling 106.4 MW. The latitude and longitude coordinates shown are for the Zhongzui power station.
Long Kai Kou | 龙开口 | 26.5325 | 100.4161 | Yunnan Province, Heqing County | 云南鹤庆 | Jinsha River |  | Huaneng Longkaikou the Hydropower Co., Ltd, Jinsha River Hydropower Development Co., Ltd | China Huaneng Corporation, Eco Asset Incorporated, Hanergy Holding Group Co., Ltd | Hydropower Generation and Flood Control | 发电防洪 | Existing Dam | 已建成 | 77.14 | 1999 | 96 | 2012 | 180 | 190 | 33.5｜86.8 |  |  | 66.3｜81.3 | 82.7 |  | 6.57 | 5.58 | 1.3 |  |  | 1297 | 1298 | 1289 |  | 8218（4315） |  | 1941 |  | 113 | 119 | 79 | 1218 | 64 | 239700 | 1710 | 3144 | 8 | 玄武岩 | Adjusted Seasonally | 季调节 | ?? Concrete Gravity Dam | 碾压混凝土重力坝 | 971.06 | 357.54 |  | Construction on this dam was halted in 2009 due to concerns over environmental factors (see article cited in references). However, in another article (also in references) an independent group reported that construction on the dam was never actually suspended. Project finally approved by NDRC in March 2012. | http://en.wikipedia.org/wiki/Longkaikou_Dam; http://www.china.org.cn/environment/features_analyses/2009-06/22/content_17992826.htm; http://eng.greensos.cn/ShowArticle.aspx?articleId=364
Jin An Qiao | 金安桥 | 26.8072 | 100.4453 | Yunnan Province, Lijiang City and Yongsheng County | 云南丽江古城区 | Jinsha River |  | Hanergy Holding Group Co., Ltd, Jinsha River Hydropower Development Co., Ltd | Hanergy Holding Group Co., Ltd | Hydropower Generation and Flood Control | 发电防洪 | Existing Dam | 已建成 | 86.44 | 2002 | 147 | 2011 | 250 | 240 | 47.2｜129 |  |  | 92.3｜120 | 124 |  | 7.42 | 8.47 | 3.13 |  |  | 1414 | 1418 | 1394 |  | 14147（2478） |  | 1868 |  | 156 | 160 | 120 | 1294 | 60 | 237400 | 1670 | 2818 | 8 | 玄武岩 | Adjusted Seasonally | 季调节 | ?? Concrete Gravity Dam | 碾压混凝土重力坝 | 919.89 | 748.27 |  |  | http://www.chincold.org.cn/dams/NewsEvents/webinfo/2011/03/1301378263400316.htm http://www.gokunming.com/en/blog/item/2134/construction_of_dam_on_jinsha_river_completed http://en.wikipedia.org/wiki/Jinanqiao_Dam http://www.waterpowermagazine.com/story.asp?storyCode=2058309
A Hai | 阿海 | 27.3331 | 100.5075 | Yunnan Province, Yulong and Ninglang County | 云南玉龙 | Jinsha River |  | Yunnan Jinsha River Hydropower Co., Ltd | China Huadian Corporation, Hanergy. China Huaneng Group, China Datang Corporation, Huarui Investment Group and Yunnan Development Investment Co. Ltd. | Hydropower Generation and Flood Control | 发电防洪 | Under Construction | 建设中 | 85.06 | 1999 | 207 | 2013 | 210 | 475 | 39.1｜105 |  |  | 78.0｜96.7 | 88.77 |  | 8.4 | 8.06 | 2.15 | 1.06 |  | 1504 | 1504 | 1494 | 1492 | 17158（4690） |  | 2251 |  | 139 |  | 96 | 1408 | 92 | 235400 | 1640 | 2958 | 7 | 辉绿岩 | Adjusted Seasonally | 季调节 | Concrete Gravity Dam | 混凝土重力坝 | 1036.05 | 337.58 |  | EIA: minimal EIA for the Ahai dam was release to the public in Nov 2007. At least 3 protected fish species will be impacted. Scenic gorge would be inundated. Comments made on the EIA by International Rivers and Chinese NGOs have not been addressed. Cultural: project would inundate well preserved historic villages and farmland; could damage Baoshan Village, a 1000 year old Naxi village. Hazards: on May 30, 2007, the Yunnan Provincial People's Government issued a public announcement to stop dam construction until effective measures to protect shores and resettled peoples were created, after landslides collapsed the shoreline. Legal: approved in 2011. Additionally major preliminary work on the dam began prior to completion of an environmental impact assessment, a violation of the 2002 environmental impact law. | http://en.wikipedia.org/wiki/Ahai_Dam http://internationalrivers.org/en/node/3221 http://www.greenlawchina.org/2009/01/one-small-step-for-chinese-environmental-public-participation-civil-society-participates-for-the-first-time-in-hydropower-project-technical-eia/ | In the Major Dams in China Wikipedia spreadsheet the total capacity is listed as 2000MW.
Li Yuan | 梨园 | 27.66 | 100.2867 | Yunnan Province, Yulong and Shangri-la Town | 云南玉龙 | Jinsha River |  | Yunnan Jinsha River Hydropower Co., Ltd | China Huadian Corporation | Hydropower Generation | 发电 | Under Construction | 建设中 | 94.08 | 1999 | 161.2 | 2012 | 228 | 240 | 40.6｜122 | 110.3 |  | 84.7｜107 | 107.03 |  | 8.91 | 8.91 | 1.73 | 2.09 |  | 1620 | 1620 | 1608 | 1602 | 13009（2800） | 2850 | 1215 | 1300 | 155 | 155 | 120 | 1625.8 | 51 | 220100 | 1430 | 2394 | 7 | 玄武岩 | Adjusted Seasonally | 季调节 | Concrete Faced Rock Filled Dam | 混凝土面板堆石坝 | 970.29 | 456.9 |  | Ecology: dam could impact the Three Parallel Rivers World Heritage Site. Hazard: the dam also lies on the Sanjian fold system (possible earthquake concerns). | http://en.wikipedia.org/wiki/Liyuan_Dam http://baike.baidu.com/view/3529740.htm
Liang Jia Ren | 两家人 | 27.1875 | 100.1072 | Yunnan Province, Yulong and Shangri-la Town | 云南玉龙 | Jinsha River |  | Yunnan Jinsha River Hydropower Co., Ltd | China Huadian Corporation | Hydropower Generation and Flood Control | 发电防洪 | Planned | 规划中 | 145.62 | 1999 | 169 |  | 400 | 400 | 60.6｜191 | 108.1 |  | 143｜169 | 163 |  | 0.043 | 0.0074 |  |  |  | 1810 |  | 1810 |  | 152（22） | 23 | 8 | 10 | 99.5 | 81 | 202 | 1780 | 60 | 218400 | 1410 | 2744.5 | 8 | 石英片岩 | Not adjusted | 无 | Diversion Type Dam | 引水式 | 1810.58 | 339.29 | 13.7 | Ecology: could impact Three Parallel Rivers World Heritage Site. Severe land slide issues associated with this dams construction. | http://cat.inist.fr/?aModele=afficheN&cpsidt=22913987
Upper Tiger Leaping Gorge (Long Pan) | 上虎跳峡（龙盘） | 27.1725 | 100.078 | Yunnan Province, Yulong and Shangri-la Town | 云南玉龙 | Jinsha River |  | Yunnan Jinsha River Hydropower Co., Ltd | China Huadian Corporation, Climate Change Capital Carbon Fund II s.a.r.l. | Hydropower Generation, Irrigation, Flood Control and Water Supply | 发电灌溉防洪供水 | Planned | 规划中 | 144.12 | 1999 | 389 |  | 280 | 420 | 111｜116 | 238 | 302.9 | 118｜109 | 260 | 181.6 | 183.45 | 371 | 138.62 |  | 1950 | 1950 | 2012 | 1880 |  | 244971（156160） | 160000 | 80569 | 20000 | 216 | 276 | 147 | 2016 | 65 | 218400 | 1410 | 2735.6 | 8 | 大理岩 | Adjusted every few years | 多年调节 | Concrete Arch Dam | 混凝土双曲拱坝 | 995.76 | 316.89 |  |  | http://en.wikipedia.org/wiki/List_of_major_power_stations_in_Yunnan http://articles.businessinsider.com/2011-09-06/markets/30127329_1_hydropower-yellow-river-jinsha-river http://chinadigitaltimes.net/2008/11/paradise-lost-at-tiger-leaping-gorge/ | In the Major Dams in China Wikipedia spreadsheet the total capacity is listed as 2160MW, the height is listed as 140m, and the location is listed as Yunnan
Ben Zi Lan | 奔子栏 | 28.2941 | 99.2869 | Yunnan Province, Dechen County and Sichuan Province, DerongCounty | 云南德钦 | Jinsha River |  | Huadian Jinsha River Hydropower Development Co., Ltd | China Huadian Corporation |  |  | Planned | 规划中 |  |  |  | 188 |  | 210 |  | 45 |  |  | 93.78 | [7 empty] | 2150 | [24 empty] | http://www.gzz.gov.cn/10000/10317/10318/2012/6/25/10431637.shtml
Ri Mian (Xu Long) | 日冕（旭龙） | 28.8216 | 99.1062 | Sichuan Province, Derong County and Yunnan County, Decheng County | 四川得荣 | Jinsha River |  | Huadian Jinsha River Hydropower Development Co., Ltd | China Huadian Corporation |  |  | Planned | 规划中 | 193 |  |  | 222 | 372 | 372 |  | 56.1 | 106 |  | 159.3 | 38 |  | 38 |  |  | 2300 | 2361 | [9 empty] | 265 | 2089 | （290） | 190334 | 990 | 1550 | 6 | 花岗岩 | Adjusted Yearly | 年调节 | Concrete Arch Dam | 混凝土双曲拱坝 |  |  |  |  | http://www.gzz.gov.cn/10000/10317/10318/2012/6/25/10431637.shtml
Chang Bo | 昌波 | 29.2778 | 99.0945 | Tibet, Markam County and Sichuan Province, Batang County | 西藏芒康 | Jinsha River |  | Huadian Jinsha River Hydropower Development Co., Ltd | China Huadian Corporation |  |  | Planned | 规划中 | [5 empty] | 106 |  |  |  |  | 47 |  |  | 0.12 |  |  |  |  | 2385 | [7 empty] | 58 | [10 empty] | Concrete Sluice Dam, ?? | 混凝土闸坝、重力坝与坝后堆石混合坝
Su Wa Long | 苏哇龙 | 29.4382 | 99.0607 | Tibet, Markam County and Sichuan Province, Batang County | 西藏芒康 | Jinsha River |  | Huadian Jinsha River Hydropower Development Co., Ltd | China Huadian Corporation |  |  | Site Preparation | 前期 | [5 empty] | 116 | [36 empty] | Pre-feasibility started
Ba Tang | 巴塘 | 29.9393 | 99.0535 | Tibet, Markam County and Sichuan Province, Batang County | 西藏芒康 | Jinsha River |  | Huadian Jinsha River Hydropower Development Co., Ltd | China Huadian Corporation |  |  | Planned | 规划中 |  |  |  |  | 212 | 74 |  |  | 81 |  |  | 37 |  | 37 |  |  | 2720 | 2713 | [9 empty] | 182 | 2531 | （170） | 176617 | 842 | 1288
La Wa | 拉哇 | 30.1498 | 98.9993 | Tibet, Markam County and Sichuan Province, Batang County | 西藏芒康 | Jinsha River |  | Huadian Jinsha River Hydropower Development Co., Ltd | China Huadian Corporation |  |  | Site Preparation | 前期 | [5 empty] | 168 | [12 empty] | 2689 | [7 empty] | 170 | [15 empty] | Pre-feasibility started |  | This dam is part of the UN's Clean Development Mechanism (CDM) Program.
Ye Ba Tan (Yeba Rapids) | 叶巴滩 | 30.7122 | 98.9374 | Tibet, Gonjo County and Sichuan Province Baiyu County | 西藏贡觉 | Jinsha River |  | Huadian Jinsha River Hydropower Development Co., Ltd | China Huadian Corporation |  |  | Site Preparation | 前期 |  |  |  |  | 198 | 208 | [7 empty] | 12.79 |  |  |  |  | 2889 | [7 empty] | 230 | [15 empty] | Pre-feasibility started |  | This Dam is part of the UN's Clean Development Mechanism (CDM) Program.
Bo Luo | 波罗 | 31.1952 | 98.6063 | Tibet, Jomdo County and Sichuan Province Baiyu County | 西藏江达 | Jinsha River |  | Huadian Jinsha River Hydropower Development Co., Ltd | China Huadian Corporation |  |  | Planned | 规划中 | [5 empty] | 96 | [12 empty] | 2989
Yan Bi | 岩比 | 31.4792 | 98.7676 | Tibet, Jomdo County and Sichuan Province Dege County | 西藏江达 | Jinsha River |  | Huadian Jinsha River Hydropower Development Co., Ltd | China Huadian Corporation |  |  | Planned | 规划中 | [5 empty] | 30 |  |  |  |  | 12.01 |  |  | 1.55 |  | 0.377 |  |  | 3030 | [11 empty] | 149581 | 527
Gang Tuo | 岗拖 | 31.6388 | 98.5898 | Tibet, Jomdo County and Sichuan Province Dege County | 西藏江达 | Jinsha River |  | Huadian Jinsha River Hydropower Development Co., Ltd | China Huadian Corporation |  |  | Planned | 规划中 | [5 empty] | 110 |  |  |  |  | 55.123 |  |  | 54.11 |  | 32.25 |  |  | 3215 | [7 empty] | 229 | [8 empty] | Adjusted Yearly | 年调节 | Concrete Faced Rock Filled Dam | 混凝土面板堆石坝
Guo Tong | 果通 | 32.5314 | 97.718 | Sichuan Province, Serxu County and Qinghai Province Yushu prefecture | 四川石渠 | Jinsha River |  | Huadian Jinsha River Hydropower Development Co., Ltd | China Huadian Corporation |  |  | Planned | 规划中 | [5 empty] | 14 | [7 empty] | 0.75 |  | 0.21 |  |  | 3366 | [7 empty] | 53 |  |  |  | 142598 | 448 |  |  |  | Adjusted Daily | 日调节 | Concrete Sluice Dam | 混凝土闸坝 |  |  |  |  | http://www.gzz.gov.cn/10000/10317/10318/2012/6/25/10431637.shtml | Two other projects might be part of the Upper Jinsha River: Xi Rong 西绒 (320 MW) and Shai La 晒拉 (380 MW)
Shai La | 色乌（晒拉） | 32.4245 | 97.2542 | Qinghai Province Yushu prefecture |  | Tongtian River(Yangtze) |  | Huadian Jinsha River Hydropower Development Co., Ltd | China Huadian Corporation |  |  | Planned | 规划中 | [5 empty] | 38 | [37 empty] | http://www.gzz.gov.cn/10000/10317/10318/2012/6/25/10431637.shtml
Xi Rong | 西绒（东就拉） | 32.4645 | 97.2314 | Qinghai Province Yushu prefecture |  | Tongtian River |  | Huadian Jinsha River Hydropower Development Co., Ltd | China Huadian Corporation |  |  | Planned | 规划中 | [5 empty] | 32 | [37 empty] | http://tibetanplateau.blogspot.ca/2013/03/2013-update-dams-on-drichu-yangtze.html
Ce Fang | 侧仿 | 33.0736 | 97.0758 | Qinghai Province Yushu prefecture |  | Tongtian River | [5 empty] | Planned | 规划中 | [5 empty] | 15.8 | [20 empty] | 80 | [16 empty] | http://tibetanplateau.blogspot.ca/2013/03/2013-update-dams-on-drichu-yangtze.html
Li Xin | 立新 | 33.0925 | 97.0437 | Qinghai Province Yushu prefecture |  | Tongtian River | [5 empty] | Site Preparation | 前期 | [5 empty] | 13 | [37 empty] | http://tibetanplateau.blogspot.ca/2013/03/2013-update-dams-on-drichu-yangtze.html
La Gong | 拉贡 | 33.202 | 96.5848 | Qinghai Province Yushu prefecture |  | Tongtian River | [5 empty] | Existing Dam | 已建成 | [5 empty] | .8 | [7 empty] | 0.036 | [29 empty] | http://tibetanplateau.blogspot.ca/2013/03/2013-update-dams-on-drichu-yangtze.html：http://www.baike.com/wiki
Gen Zhou | 跟着 | 33.1958 | 96.5724 | Qinghai Province Yushu prefecture |  | Tongtian River | [5 empty] | Planned | 规划中 | [5 empty] | 61.25 | [20 empty] | 183 | [16 empty] | http://tibetanplateau.blogspot.ca/2013/03/2013-update-dams-on-drichu-yangtze.html
Le Yi | 勒义 | 33.3424 | 96.3744 | Qinghai Province Yushu prefecture |  | Tongtian River | [5 empty] | Planned | 规划中 | [5 empty] | 11.28 | [20 empty] | 69 | [16 empty] | http://tibetanplateau.blogspot.ca/2013/03/2013-update-dams-on-drichu-yangtze.html
De Qu Kou | 德曲口 | 33.4247 | 96.2407 | Qinghai Province Yushu prefecture |  | Tongtian River | [5 empty] | Planned | 规划中 | [5 empty] | 27.67 | [20 empty] | 121 | [16 empty] | http://tibetanplateau.blogspot.ca/2013/03/2013-update-dams-on-drichu-yangtze.html
Re Qin | 若钦 | 33.4719 | 96.0751 | Qinghai Province Yushu prefecture |  | Tongtian River | [5 empty] | Planned | 规划中 | [5 empty] | 20 | [20 empty] | 80 | [16 empty] | http://tibetanplateau.blogspot.ca/2013/03/2013-update-dams-on-drichu-yangtze.html
Lu Ma Ri | 路马日 | 34.291 | 94.002 | Qinghai Province Yushu prefecture |  | Tongtian River | [5 empty] | Planned | 规划中 | [5 empty] | 7.2 | [20 empty] | 4.5 | [16 empty] | http://tibetanplateau.blogspot.ca/2013/03/2013-update-dams-on-drichu-yangtze.html
Ya Ge | 牙哥 | 34.2103 | 93.5236 | Qinghai Province Yushu prefecture |  | Tongtian River | [5 empty] | Planned | 规划中 | [5 empty] | 6.36 | [20 empty] | 44 | [16 empty] | http://tibetanplateau.blogspot.ca/2013/03/2013-update-dams-on-drichu-yangtze.html
Ma Ri Ji | 马日给 | 34.1028 | 93.0430 | Qinghai Province Yushu prefecture |  | Tongtian River | [5 empty] | Planned | 规划中 | [5 empty] | 1.04 | [20 empty] | 19 | [16 empty] | http://tibetanplateau.blogspot.ca/2013/03/2013-update-dams-on-drichu-yangtze.html
Tong Zi Lin | 桐子林 | 26.7077 | 101.8496 | Sichuan Province, Yanbian County | 四川盐边 | Jinsha River | Yalong River | Ertan Hydropower Development Co., Ltd | State Development & Investment Corporation, Sichuan Provincial Investment Group, Carbon Asset Management Sweden AB (Sweden), Carbon Asset Management Sweden AB (Netherlands) |  |  | Under Construction | 建设中 | 29.93 | 1994 | 62.44 | 2015 | 45 | 60 | 16.7｜30.1 |  | 21 | 25.7｜30.7 | 31.38 | 0.73 | 0.72 | 0.73 | 0.14 | 0.23 |  | 1015 | 1015 |  | 1012 | 61.5 | 2 | 2420 | 41 | 66.63 | 66.6 | 27.6 |  |  | 127624 | 1890 | 2604 | 7 | 石英闪长质混合岩 | Adjusted Daily | 日调节 | Concrete Arch Dam | 混凝土重力闸坝 | 570 | 228 |  |  | http://www.ehdc.com.cn/newsite/en/tzl.aspx http://en.wikipedia.org/wiki/List_of_major_power_stations_in_Sichuan | This dam is listed twice on the Major Dams in China Wikipedia spreadsheet. There is conflict between the listed provinces that the dam is located in. In one instance it is listed as in Inner Mongolia, in the second instance in Shanxi.
Er Tan | 二滩 | 26.8217 | 101.7803 | Sichuan Province, Yanbian and Miyi County | 四川盐边 | Jinsha River | Yalong River | Ertan Hydropower Development Co., Ltd | State Development & Investment Corporation, Sichuan Provincial Investment Group, Sichuan Electric Power Company |  |  | Existing Dam | 已建成 | 285.54 | 1999 | 330 | 1999 | 330 | 330 | 100｜204 | 100 | 162 | 170｜199 | 170 | 58 | 57.9 | 58 | 33.7 | 33.7 |  | 1200 | 1200 |  | 1155 | 32731 | 24810 | 29627 | 21917 | 240 | 245 | 185 | 1012.7 | （33） | 116400 | 1670 | 2226 |  |  | Adjusted Seasonally | 季调节 | Concrete Arch Dam | 混凝土双曲拱坝 | 1151.5 | 592.6 | 0.252～0.371 |  | World Bank Report: http://lnweb90.worldbank.org/OED/oeddoclib.nsf/DocUNIDViewForJavaSearch/6B82CE8420ACC9D485257037004F1D45/$file/ppar_32664.pdf http://www.power-technology.com/projects/ertan/ http://www.chincold.org.cn/news/li080321-1-ertan.pdf http://in.china-embassy.org/eng/szyss/jm/zhongguonongye/Water%20Conservancy/t144255.htm
Guan Di | 官地 | 27.8177 | 101.9029 | Sichuan Province, Yanbian County and Xichang City | 四川盐源 | Jinsha River | Yalong River | Ertan Hydropower Development Co., Ltd | State Development & Investment Corporation, Sichuan Provincial Investment Group |  |  | Under Construction | 建设中 | 67.05 | 1997 | 92.61 | 2012 | 180 | 240 | 38.2｜115 |  | 76.4 | 87.1｜115 | 124.9 | 4.86 | 7.54 | 6.8 | 1.28 | 1.72 |  | 1330 | 1326 |  | 1321 | 7113（681） | 242 | 298 | 180 | 168 | 136 | 124 | 1229.3 | 158 | 110117 | 1360 | 1855 | 7 | 玄武岩 | Adjusted Weekly | 周调节 | Concrete Faced Dam | 混凝土面板坝 | 615.2 | 389.6 | 1.448 |  | http://www.ehdc.com.cn/newsite/en/gd.aspx http://en.wikipedia.org/wiki/Guandi_Dam http://www.sdic.com.cn/en/InromationCenter/photonews/webinfo/2010/10/26/1288058400505152.htm
Jin Ping I | 锦屏二级 | 28.253 | 101.6439 | Sichuan Province, Yanbian and Mianning County | 四川盐源 | Jinsha River | Yalong River | Ertan Hydropower Development Co., Ltd | State Development & Investment Corporation, Sichuan Provincial Investment , China Huaneng Group |  |  | Under Construction | 建设中 | 249.8 |  |  | 2014 | 440 | 480 | 69｜205 |  | 209.7 | 211｜250 | 242.2 |  | 0.152 | 0.14 | 0.0423 | 0.05 |  | 1646 | 1644 |  | 1637 |  | 31 |  |  | 38 | 305 | 317 | 1325.6＊ | 31.5＊ | 102663 | 1220 | 1680 |  | 覆盖层 | Adjusted Daily | 日调节 | Sluice Dam | 闸坝 |  |  | 16.625 | ＊为大水沟测量数据 | http://www.ecn.nl/docs/library/report/2003/c03027.pdf http://en.wikipedia.org/wiki/Jinping-I_Hydropower_Station Article with resettlement estimates: http://www.joint-pain-causes.com/blog/?p=91 | This dam is part of the UN's Clean Development Mechanism (CDM) Program.
Jin Ping II | 锦屏一级 | 28.2256 | 101.6431 | Sichuan Province, Yanbian County | 四川盐源 | Jinsha River | Yalong River | Ertan Hydropower Development Co., Ltd | State Development & Investment Corporation, Sichuan Provincial Investment Group |  |  | Under Construction | 建设中 | 183 | 2002 | 196.8 | 2014 | 360 | 360 | 114｜187 |  | 182 | 174｜184 | 166.2 | 100 | 77.6 | 100 | 49.1 | 48 |  | 1880 | 1900 |  | 1830 | 7628 | 11561 | 3641 | 5769 | 305 | 325 | 233 | 1656.6＊ | 143.4＊ | 102560 | 1190 | 2074 | 7 | 大理石 | Adjusted Seasonally | 季调节 | Concrete Arch Dam | 混凝土双曲拱坝 | 1719 | 795 | 0.942～1.076 | ＊为理塘河口测量数据 | http://en.wikipedia.org/wiki/Jinping-II_Hydropower_Station Article with resettlement estimates: http://www.joint-pain-causes.com/blog/?p=91 | This dam is part of the UN's Clean Development Mechanism (CDM) Program.
Ka La | 卡拉 | 28.359 | 101.3431 | Sichuan Province, Muli | 四川木里 | Jinsha River | Yalong River | Ertan Hydropower Development Co., Ltd | State Development & Investment Corporation, Sichuan Provincial Investment Group |  |  | Planned | 规划中 | 90 |  |  |  | 106 | 108 | 16.3｜45.7 |  | 54 | 44.8｜52.5 | 52.4 | [6 empty] | 1960 | 2013 | [6 empty] | 80 |  | 80 | 1880 | 56.1 | 80100 | 929 |  | 7 | [9 empty] | http://www.ehdc.com.cn/newsite/en/kantan.aspx http://tibetanplateau.blogspot.com/2009_06_01_archive.html | As of June 2011 no noticeable construction has taken place at the proposed dam site.
Yang Fang Gou | 杨房沟 | 28.62 | 101.213 | Sichuan Province, Muli and Jiulong | 四川木里 | Jinsha River | Yalong River | Ertan Hydropower Development Co., Ltd | State Development & Investment Corporation, Sichuan Provincial Investment Group |  |  | Planned | 规划中 | 156.8 | 2001 |  |  | 220 | 150 | 33.1｜97.4 |  | 113 | 94.3｜111 | 70.5 | 20 | 20 | 20 | 13.5 |  |  | 2135 | [7 empty] | 175 |  | 175 | 1960 | 40 | 77300 | 912 |  | 7 | [9 empty] | http://en.wikipedia.org/wiki/List_of_major_power_stations_in_Sichuan http://tibetanplateau.blogspot.com/2009/06/new-map-throws-light-on-tawu-protest.html http://www.ehdc.com.cn/newsite/en/kantan.aspx
Meng Di Gou | 孟底沟（大空） | 29.038 | 101.1413 | Sichuan Province, Muli and Jiulong | 四川木里 | Jinsha River | Yalong River | Ertan Hydropower Development Co., Ltd | State Development & Investment Corporation, Sichuan Provincial Investment Group |  |  | Planned | 规划中 | 126.2 |  |  |  | 170 | 184 | 23.8｜74.6 |  | 63.5 | 71.8｜84.8 | 90.7 | [6 empty] | 2274 | [7 empty] | 139 |  | 139 | 2084 | 43 | 74000 | 882 |  | 7 | [9 empty] | http://www.ehdc.com.cn/newsite/en/kantan.aspx http://www.chidi.com.cn/en/ShowNews.aspx?newsid=430
Leng Gu | 楞古（蒙古山） | 29.3493 | 101.0598 | Sichuan Province, Yajiang and Kanding County | 四川雅江 | Jinsha River | Yalong River | Ertan Hydropower Development Co., Ltd | State Development & Investment Corporation, Sichuan Provincial Investment Group |  |  | Planned | 规划中 | 222.5 |  |  |  | 230 | 271.8 | 30.1｜101 |  | 93.5 | 96.4｜113 | 125.7 | 8.5 | 8.5 | 8.5 | 6 |  |  | 2470 | [7 empty] | 54 |  | 196 | 2294 | 68.5 | 71300 | 856 |  | 7 | [9 empty] | http://www.ehdc.com.cn/newsite/en/kantan.aspx http://tibetanplateau.blogspot.com/2009/06/new-map-throws-light-on-tawu-protest.html
Ya Gen | 牙根 | 29.6455 | 101.0922 | Sichuan Province, Yajiang County | 四川雅江 | Jinsha River | Yalong River | Ertan Hydropower Development Co., Ltd | State Development & Investment Corporation, Sichuan Provincial Investment Group |  |  | Planned | 规划中 | 96.4 |  |  |  | 150 | 150 | 18.9｜67.4 |  | 53.5 | 63.5｜75.1 | 63.68 | 7.3 | 7.3 | 7.3 | 5 |  |  | 2602 | [7 empty] | 132 |  | 132 | 2469 | 46.5 | 68600 | 765 |  | 6 | [9 empty] | http://www.industrialinfo.com/radio/industrytoday/email/amquipEmailDigest.jsp http://en.wikipedia.org/wiki/List_of_major_power_stations_in_Sichuan
Liang He Kou | 两河口 | 30.2028 | 101.0128 | Sichuan Province, Yajiang County | 四川雅江 | Jinsha River | Yalong River | Ertan Hydropower Development Co., Ltd | State Development & Investment Corporation, Sichuan Provincial Investment Group |  |  | Under Construction | 建设中 | 169.07 | 2002 |  | 2015 | 300 | 300 | 123 |  | 107 | 117 | 117 | 84 | 120.3 | 84 | 74.92 |  |  | 2880 |  |  |  | 150513（7394） |  | 4925 |  | 305 |  | 278 | 2602 | 76.7 | 65599 | 657 | 1494 | 7 | 变质粉细砂岩夹绢云板岩 | Adjusted every few years | 多年调节 | Rock-fill Dam | 土心墙堆石坝 | 1263.8 | 157.4 | 0.47 |  | http://en.wikipedia.org/wiki/Lianghekou_Dam http://www.ehdc.com.cn/newsite/en/lhk.aspx http://www.un.org/esa/sustdev/sdissues/energy/op/hydro_chenyunhua_english.pdf
Gong Ba Gou | 龚坝沟 | 30.5245 | 100.339 | Sichuan Province, Xinlong County | 四川新龙 | Jinsha River | Yalong River | Ertan Hydropower Development Co., Ltd | State Development & Investment Corporation, Sichuan Provincial Investment Group |  |  | Planned | 规划中 |  |  |  |  | 50 | 50 | 6.3｜22.4 |  | 26.7 | 16.7｜26.7 | 26.7 | [6 empty] | 2937 | [7 empty] | 95 |  | 95 |  |  | 36000 | 385 | 620 | 6 |  | Adjusted Weekly | 周调节
Gong Ke | 共科 | 30.6689 | 100.2025 | Sichuan Province, Xinlong County | 四川新龙 | Jinsha River | Yalong River | Ertan Hydropower Development Co., Ltd | State Development & Investment Corporation, Sichuan Provincial Investment Group |  |  | Planned | 规划中 |  |  |  |  | 40 | 40 | 4.4｜19.5 |  | 22.2 | 12.8｜22.2 | 22.2 | [6 empty] | 3022 | [7 empty] | 85 |  | 85 | 2925.4 | （129） | 33360 | 353 | 553 | 7 |  | Adjusted Weekly | 周调节
Xin Long | 新龙 | 30.9382 | 100.3092 | Sichuan Province, Xinlong County | 四川新龙 | Jinsha River | Yalong River | Ertan Hydropower Development Co., Ltd | State Development & Investment Corporation, Sichuan Provincial Investment Group |  |  | Planned | 规划中 |  |  |  |  | 50 | 50 | 9.8｜23.2 |  | 27.9 | 19.2｜27.9 | 27.9 | 10 | 10 | 10 | 5.8 |  |  | 3142 | [7 empty] | 120 |  | 120 |  |  | 32520 | 343 | 540 | 8 |  | Adjusted Seasonally | 季调节
Ying Da | 英达 | 31.2699 | 100.2692 | Sichuan Province, Xinlong County | 四川新龙 | Jinsha River | Yalong River | Ertan Hydropower Development Co., Ltd | State Development & Investment Corporation, Sichuan Provincial Investment Group |  |  | Planned | 规划中 |  |  |  |  | 50 | 50 | 6｜24.8 |  | 28 | 16.8｜28 | 28 | [6 empty] | 3262 | [7 empty] | 102 |  | 120 | 3128.3 | （76） | 31440 | 330 | 490 | 10 |  | Adjusted Weekly | 周调节
Tong Ha | 通哈 | 31.4822 | 100.0977 | Sichuan Province, Kandze | 四川甘孜 | Jinsha River | Yalong River | Ertan Hydropower Development Co., Ltd | State Development & Investment Corporation, Sichuan Provincial Investment Group |  |  | Planned | 规划中 |  |  |  |  | 20 | 20 | 2.3｜11 |  | 11.9 | 6.8｜11.9 | 11.9 | [6 empty] | 3317 | [7 empty] | 55 |  | 55 |  |  | 29130 | 302 | 428 | 10 |  | Adjusted Weekly | 周调节
Ge Ni | 格尼 | 31.6802 | 99.7755 | Sichuan Province, Kandze | 四川甘孜 | Jinsha River | Yalong River | Ertan Hydropower Development Co., Ltd | State Development & Investment Corporation, Sichuan Provincial Investment Group |  |  | Planned | 规划中 |  |  |  |  | 20 | 20 | 2.2｜11.8 |  | 12.3 | 6.6｜12.3 | 12.3 | 0.93 |  | 0.93 |  |  |  | 3437 | [7 empty] | 61 |  | 61 | 3375.9 | （84） | 26850 | 270 | 392 | 10 |  | Adjusted Weekly | 周调节
A Da | 阿达 | 31.8887 | 99.6581 | Sichuan Province, Kandze | 四川甘孜 | Jinsha River | Yalong River | Ertan Hydropower Development Co., Ltd | State Development & Investment Corporation, Sichuan Provincial Investment Group |  |  | Planned | 规划中 |  |  |  |  | 25 | 25 | 4.8｜13.5 |  | 15 | 10｜15 | 15 | 5.5 |  | 5.5 | 3.6 |  |  | 3527 | [7 empty] | 90 |  | 90 | 3448.8* | 33* | 23960 | 246 | 359 | 10 |  | Adjusted Seasonally | 季调节 | [5 empty] | ＊为桑珠寺测量数据
Re Ba | 热巴 | 32.0978 | 99.4216 | Sichuan Province, Kandze | 四川甘孜 | Jinsha River | Yalong River | Ertan Hydropower Development Co., Ltd | State Development & Investment Corporation, Sichuan Provincial Investment Group |  |  | Planned | 规划中 |  |  |  |  | 25 | 25 | 5.5｜12.4 |  | 13.5 | 9.8｜13.5 | 13.5 | 6.7 |  | 6.7 | 5 |  |  | 3617 | [7 empty] | 90 |  | 90 | 3541.2* | 51＊ | 21680 | 223 | 363 | 8 |  | Adjusted Seasonally | 季调节 | [5 empty] | ＊为泽巴乡测量数据
Ren Qing Ling | 仁清岭 | 32.2849 | 99.0046 | Sichuan Province, Serxu County | 四川石渠 | Jinsha River | Yalong River | Ertan Hydropower Development Co., Ltd | State Development & Investment Corporation, Sichuan Provincial Investment Group |  |  | Planned | 规划中 |  |  |  |  | 30 | 30 | 15.1｜16.8 |  | 18.8 | 19｜18.8 | 18.8 | 33 | 33 | 33 | 26 |  |  | 3747 |  |  |  | 84900 |  |  |  | 130 |  | 130 | 3615.9 | 36 | 20960 | 216 | 302 | 7 |  | Adjusted every few years | 多年调节
Wen Bo Si | 温波寺 | 32.6995 | 99.0582 | Sichuan Province, Serxu County | 四川石渠 | Jinsha River | Yalong River | Ertan Hydropower Development Co., Ltd | State Development & Investment Corporation, Sichuan Provincial Investment Group |  |  | Planned | 规划中 |  |  |  |  | 15 |  | 5.6 |  | 8 | 8 |  | 15.7 |  |  | 12.7 |  |  | 3944 |  |  |  | 40995 |  |  |  | 80 |  | 80 | 3862.8 | 188 | 15040 | 155 | 252 | 6 |  | Adjusted Yearly | 年调节
Da Ni Kan Duo | 达尼坎多 | 33.422 | 97.782 | Sichuan Province, Serxu County and Qinghai Province, Chindu County | 四川石渠 | Jinsha River | Yalong River |  |  |  |  | Planned | 规划中 |  |  |  |  | 0.72 |  | 0.288 |  |  | 0.39 |  |  |  |  | 1.4 |  |  | 4180 | [7 empty] | 45 |  | 41 |  |  | 4567 | 17.4 |  |  |  | Adjusted Yearly | 年调节
Yang Ri | 仰日 | 33.4 | 97.3 | Qinghai Province, Chindu County | 青海称多 | Jinsha River | Yalong River |  |  |  |  | Planned | 规划中 |  |  |  |  | 0.1 |  |  |  |  | 0.052
Pian Chuang Zi | 偏窗子 | 28.809 | 104.563 | Sichuan Province, Yibin City | 四川宜宾 | Yangzte River | Min River |  |  |  |  | Existing Dam | 已建成 |  |  |  |  | 74 | 74 | 19 |  | 45 | 45 | 45 |  | 9.2 | 9.2 | 3.2 |  |  | 297 |  |  |  | 35400 |  | 35700 |  | 73 |  | 37 | 260 | 8.1 | 133000 | 2830 |  | 6 |  |  |  | Gravity Dam | 重力坝
Long Xi Kou | 龙溪口 | 28.867 | 104.302 | Sichuan Province, Qianwei County | 四川犍为 | Yangzte River | Min River |  |  |  |  | Planned | 规划中 |  |  |  |  | 36 | 36 | 10 |  | 22 | 22 | 19.67 |  | 4.6 | 4.6 | 1.4 |  |  | 320 | 318 |  |  | 14670 |  | 22800 |  | 20 |  | 20 | 300 | 68.2 | 131980＊ | 2720* |  | 6 |  |  |  | Arch Dam | 闸坝*
Qian Wei | 犍为 | 29.1156 | 104.003 | Sichuan Province, Qianwei County | 四川犍为 | Yangzte River | Min River |  |  |  |  | Planned | 规划中 |  |  |  |  | 25 | 36 |  |  |  |  | 19.18 | [7 empty] | 335 | [11 empty] | 126862 | 2520* | [5 empty] | Arch Dam | 闸坝
Sha Zui | 沙咀 | 29.248 | 103.893 | Sichuan Province, Qianwei County | 四川犍为 | Yangzte River | Min River |  |  |  |  | Planned | 规划中 |  |  |  |  | 25 | 25 | 7 |  | 14.7 | 14.7 | 14.7 |  |  | 1.2 | 0.44 |  |  | 340 |  |  |  | 4339.5 |  | 13600 |  | 15 |  | 15 | 325 | （41.7） | 122000 | 2620 |  | 6 |  |  |  | Gravity Dam | 重力坝
Ban Qiao Xi | 板桥溪 | 29.509 | 103.773 | Sichuan Province, Leshan City, Central District | 四川乐山市中区 | Yangzte River | Min River |  |  |  |  | Unknown | 不详 |  |  |  |  | 3 |  | 0.6 |  | 1.8 | 1.8 | [7 empty] | 380 |  |  |  | 2730 |  | 365 |  | 13 |  | 13 | 367 | 64.5 | 33900 | 516 |  | 6 |  |  |  | Gravity Dam | 重力坝
Yang Liu Hu | 杨柳湖* | 30.981 | 103.611 | Sichuan Province, Dujiangyan City | 四川都江堰市 | Yangzte River | Min River |  |  |  |  | Unknown | 不详 | 5.62 |  |  |  | 7.65 |  | 2.34 |  | 5.93 | 3.87 |  | 0.15 |  |  | 0.13 |  |  | 747 |  |  |  | 456 |  | 810 |  | 29 |  | 13.2 | 719＃ | 187.5＃ | 22950 | 492 |  | 7 |  |  |  | Arch Dam | 闸坝
Zi Ping Pu | 紫坪铺 | 31.0359 | 103.5743 | Sichuan Province, Dujiangyan City | 四川都江堰市 | Yangzte River | Min River | Sichuan Province Zipingpu Development Co., Ltd | Sichuan Provincial Investment Group, Chengdu Investment Company, Dujiangyan Irrigation Works Industrial Group |  |  | Existing Dam | 已建成 |  |  | 72 | 2006 | 76 | 76 | 16.8 | 16.8 | 29.7 | 34.17 | 34.17 |  | 9.98 | 11.12 | 7.74 | 8.35 |  | 877 | 877 | 817 | 817 | 13551（12660） | 10082 | 40438 | 37200 | 156 | 159 | 130 | 747 | 10.3 | 22662 | 469 | 856 | 7 | 砂岩 | Adjusted Seasonally | 季调节 | Concrete Faced Rock Filled Dam | 混凝土面板堆石坝 | 248.7 | 85.3 | 0.424 | Hydrology: With sporadic amounts of water flowing through Dujiangyan irrigation system due to Zipingpu upstream, downstream impacts are expected to be tremendous. Hazards: May 12, 2008 earthquake also damaged dam. Resettlement: evidence of graft and corruption, violation of rights, and dissatisfaction with the amount of compensation given. | http://www.ecn.nl/docs/library/report/2003/c03027.pdf http://internationalrivers.org/files/ZipingpuResettle.pdf
Ying Xiu Wan | 映秀湾 | 31.08 | 103.48 | Sichuan Province, Dujiangyan City | 四川都江堰市 | Yangzte River | Min River |  |  |  |  | Existing Dam | 已建成 |  |  |  |  | 13.5 |  | 4.64 |  | 7.13 | 7.06 | [7 empty] | 944.5 | [7 empty] | 17 |  | 66 | 878.5 | 26 | 19990 | 381 | 240 | 7 |  |  |  | Diversion Type Sluice Dam | 引水式闸坝 |  |  | 4.336
Tai Ping Yi | 太平驿 | 31.1178 | 103.4882 | Sichuan Province, Wenchuan County | 四川汶川 | Yangzte River | Min River | Sichuan Huadian Taiping Station Hydropower Engineering Administration | China Huaneng Group, State Energy Investment Corporation, Government of the Ngawa Tibetan and Qiang autonomous prefecture in Sichuan province |  |  | Existing Dam | 已建成 | 14.5 |  | 15.73 | 1994 | 26 | 26 | 10.4 | 10.5 | 15.3 | 16.87 | 16.87 |  |  | 0.0075 |  | 0.004 |  | 1081 | 1079.5 |  | 1075.3 | 34 | 55 | 73 | 73 | 29.1 | 23 | 135 | 945 | 9.2 | 19920 | 363* | 250 | 7 |  |  |  | Diversion Type Concrete Sluice Dam | 引水式混凝土闸坝 |  |  | 10.48 |  | http://in.china-embassy.org/eng/szyss/jm/zhongguonongye/Water%20Conservancy/t144255.htm
Fu Tang Ba | 福堂坝 | 31.2256 | 103.4864 | Sichuan Province, Wenchuan County | 四川汶川 | Yangzte River | Min River | Sichuan Futang Hydropower Co., Ltd. | China Huadian Corporation |  |  | Existing Dam | 已建成 |  | 1999 | 17.48 | 2004 | 36 | 36 | 13.3 | 13.34 | 3.34 | 22.7 | 22.7 |  | 0.0297 | 0.03 | 0.022 |  |  | 1268 | 1268 | 1260 |  | 194 |  | 4 |  | 24.5 | 38 | 187 | 1081 | 10.8 | 19111＊ | 357＊ | 251 | 8 | 漂卵石 | Adjusted Daily | 日调节 | Diversion Type Gravity Dam | 引水式重力坝 | 378.9 | 58.13 | 19.23 |  | http://en.wikipedia.org/wiki/List_of_major_power_stations_in_Sichuan | In the Major Dams in China Wikipedia spreadsheet the total capacity is listed as 155MW and the height is listed as 60.5m.
Sha Ba | 沙坝 | 31.3822 | 103.5179 | Sichuan Province, Wenchuan County | 四川汶川 | Yangzte River | Min River |  |  |  |  | Under Construction | 建设中 |  | 1995 | 35.71 |  | 40 | 72 | 11.2 | 19.7 | 40.8 | 21.91 | 40.8 |  | 8.82 | 8.82 | 5.02 |  |  | 1300 | 1305 | 1245 |  | 4296 |  | 4849 |  | 189 | 200 | 219 |  |  | 19111＊ | 357＊ | 260.8 | 7 | 花岗岩 | Adjusted Seasonally | 季调节 | Rock-fill Dam | 堆石坝 | 374.7 | 47.3 | 4.15
Jiang She Ba | 姜射坝 | 31.4543 | 103.5525 | Sichuan Province, Wenchuan and Mao County | 四川汶川 | Yangzte River | Min River |  |  |  |  | Existing Dam | 已建成 | 6.53 |  |  |  | 9.6 |  | 4.62 |  |  | 6.51 | [7 empty] | 1417 | [7 empty] | 21.5 |  | 82 |  |  | 13960 | 230 | 160 | 8 |  |  |  | Dversion Type Gravity Dam | 引水式重力坝 |  |  | 12.885
Yang Mao Ping | 羊毛坪 | 31.484 | 103.6028 | Sichuan Province, Mao County | 四川茂县 | Yangzte River | Min River |  |  |  |  | Unknown | 不详 |  |  |  |  | 0.34 |  | 0.22 |  |  | 0.24 | [7 empty] | 1425 | [10 empty] | 1425 | （48.5） | 13960 | 230 | 30.1 |  |  |  |  | Diversion Type | 引水式 |  |  | 2.15
Tong Zhong | 铜钟 | 31.5596 | 103.6991 | Sichuan Province, Mao County | 四川茂县 | Yangzte River | Min River |  |  |  |  | Existing Dam | 已建成 | 3.27 |  |  |  | 4.95 |  | 2.42 |  |  | 3.67 |  |  |  |  | 0.0188 |  |  | 1475 |  |  |  | 40.18 |  |  |  | 26.7 |  | 46.7 |  |  | 13912 | 230 | 162.84 | 8 |  | Adjusted Daily | 日调节 | Diversion Type Sluice Dam | 引水式闸坝 |  |  | 1.158
Nan Xin | 南新 | 31.582 | 103.7368 | Sichuan Province, Mao County | 四川茂县 | Yangzte River | Min River |  |  |  |  | Existing Dam | 已建成 | 0.19 |  |  |  | 0.96 |  | 0.31 |  |  | 0.38 | [15 empty] | 10.15 |  | 20.8 |  |  | 13910 | 228 | 44 | 8 |  |  |  | Diversion Type Sluice Dam | 引水式闸坝 |  |  | 0.599
Shi Gu | 石鼓 | 31.6081 | 103.7549 | Sichuan Province, Mao County | 四川茂县 | Yangzte River | Min River |  |  |  |  | Existing Dam | 已建成 |  |  |  |  | 0.27 |  | 0.18 |  |  | 0.19 | [7 empty] | 1491 | [9 empty] | 15.5 | 1475.5 | （12.2） | 13860 | 220 | 29.1 |  |  |  |  | Diversion Type | 引水式 |  |  | 2.6
Zong Qu | 宗渠 | 31.6439 | 103.8 | Sichuan Province, Mao County | 四川茂县 | Yangzte River | Min River |  |  |  |  | Unknown | 不详 |  |  |  |  | 0.2 |  | 0.14 |  |  | 0.14 | [7 empty] | 1528 | [9 empty] | 11.5 | 1516.5 | 12.3 | 13760 | 219 | 29.1 |  |  |  |  | Diversion Type | 引水式 |  |  | 1.7
Yan Er Yan | 燕儿岩 | 31.7 | 103.77 | Sichuan Province, Mao County | 四川茂县 | Yangzte River | Min River |  |  |  |  | Unknown | 不详 |  |  |  |  | 6.6 |  | 1.75 |  |  | 3.3 | [7 empty] | 1605 | [9 empty] | 50 | 1555 | 10.8 | 13500 | 216 | 34
Fei Hong Qiao | 飞虹桥 | 31.7945 | 103.7467 | Sichuan Province, Mao County | 四川茂县 | Yangzte River | Min River |  |  |  |  | Unknown | 不详 |  |  |  |  | 12 |  | 3.12 |  |  | 6 | [7 empty] | 1694 | [9 empty] | 89 | 1605.1 | 16 | 13300 | 214
Jin Long Tan | 金龙潭 | 31.8676 | 103.6966 | Sichuan Province, Mao County | 四川茂县 | Yangzte River | Min River |  |  |  |  | Existing Dam | 已建成 | 6.88 |  |  |  | 18 |  | 4.54 |  |  | 9.27 | [7 empty] | 1911 | [5 empty] | 26 |  |  |  | 217 | 1694 | 13.2 | 5477.5 | 69.4 | 97.2 | 9 |  |  |  | Diversion Type | 引水式 |  |  | 13.007
Tian Long Hu | 天龙湖 | 31.9679 | 103.6713 | Sichuan Province, Mao County | 四川茂县 | Yangzte River | Min River |  |  |  |  | Existing Dam | 已建成 | 6.5 |  |  |  | 18 |  | 5.04 |  |  | 10.24 |  |  |  |  | 0.0752 |  |  | 2148 | [5 empty] | 6 |  | 11.9 |  | 237 | 1911 | 13.5 | 5477.5 | 69.4 | 89.1 | 6 |  | Adjusted Weekly | 周调节 | Diversion Type Overflow Rock-fill Dam | 引水式溢流堆石坝 |  |  | 6.736
Xiao Hai Zi | 小海子 | 32.0389 | 103.67 | Sichuan Province, Mao County | 四川茂县 | Yangzte River | Min River |  |  |  |  | Existing Dam | 已建成 |  |  |  |  | 4.8 |  | 1.34 |  |  | 2.7 | [7 empty] | 2216 | [9 empty] | 68 | 2230.6 | 12 |  |  | 100 |  |  |  |  | Diversion Type | 引水式 |  |  | 1.6
Lian Hua Yan | 莲花岩 | 32.21 | 103.77 | Sichuan Province, Mao County | 四川茂县 | Yangzte River | Min River |  |  |  |  | Unknown | 不详 |  |  |  |  | 11.1 |  | 5.02 |  |  | 5.57 | [7 empty] | 2350 | [9 empty] | 115 | 2235 | 6.8 | 4481 | 56.7 | [9 empty] | 12
Wu Li Pu | 五里堡 | 32.309 | 103.72 | Sichuan Province, Songpan County | 四川松潘 | Yangzte River | Min River |  |  |  |  | Unknown | 不详 |  |  |  |  | 15.7 |  | 7.14 |  |  | 7.84 | [7 empty] | 2520 | [9 empty] | 170 | 2350 | 12.3 | 3900 | 50 | [9 empty] | 11
Long Tan | 龙滩 | 32.45 | 103.68 | Sichuan Province, Songpan County | 四川松潘 | Yangzte River | Min River |  |  |  |  | Unknown | 不详 |  |  |  |  | 7.26 |  | 3.83 |  |  | 3.63 |  |  |  |  | 2.5 |  |  | 2690 | [9 empty] | 170 | 2520 | 18.7 | 1950 | 31 | [9 empty] | 8
Xi Ning Guan | 西宁关 | 32.67 | 103.6 | Sichuan Province, Songpan County | 四川松潘 | Yangzte River | Min River |  |  |  |  | Unknown | 不详 |  |  |  |  | 3.72 |  | 1.41 |  |  | 1.86 | [7 empty] | 2800 | [9 empty] | 110 | 2690 | 23.2 | 1544 | 25 | [9 empty] | 8
Hong Qiao Guan | 红桥关 | 32.8 | 103.63 | Sichuan Province, Songpan County | 四川松潘 | Yangzte River | Min River |  |  |  |  | Unknown | 不详 |  |  |  |  | 6.85 |  | 2.91 |  |  | 3.43 |  |  |  |  | 1.4 |  |  | 3050 | [9 empty] | 250 | 2950（2800） | 32.5（11.5） | 1204 | 20 | [9 empty] | 19
An Gu | 安谷 | 29.55 | 103.7 | Sichuan Province, Leshan City, Central District | 四川乐山市中区 | Yangzte River（Min River） | Dadu River（长江二级支流） |  | Sinohydro Corp |  |  | Under Construction | 建设中 | 92 |  |  |  | 32 | 32 | 6.4｜15 |  |  | 14.4｜16.7 | 16.76 | [6 empty] | 377 | [9 empty] | 20 |  |  | 76400 | 1500 |  | 6 |  | Run of the River | 径流式 | [5 empty] | Approved by NDRC in March 2012. | Interfax, China Energy News Wire
Fa Hua Si | 法华寺 | 29.48 | 103.61 | Sichuan Province, Leshan City, Shawan District | 四川乐山沙湾区 | Yangzte River | Dadu River |  |  |  |  | Planned | 规划中 |  |  |  |  | 24 | 24 | 4.8｜11.7 |  |  | 10.8｜11.9 | 11.94 | [6 empty] | 400 | [9 empty] | 15 |  |  | 76400 | 1500 |  | 6
Sha Wan | 沙湾 | 29.3338 | 103.6097 | Sichuan Province, Leshan City, Shawan District | 四川乐山沙湾区 | Yangzte River | Dadu River | Sichuan Shengda Hydropower Development Co., Ltd |  |  |  | Under Construction | 建设中 | 33.25 |  |  | 2009 | 40 | 48 | 8｜19.6 |  |  | 18｜21.1 | 24.3 | [6 empty] | 433 |  |  |  | 421.3 |  | 11540 |  |  | 21.5 | 27 |  | （29.8） | 76400 | 1500 |  | 6 |  | Run of the River | 径流式 | [6 empty] | UN CDM Reports: http://cdm.unfccc.int/Projects/DB/ERM-CVS1287759464.37/view
Tong Jie Zi | 铜街子 | 29.2558 | 103.6342 | Sichuan Province, Leshan City, Shawan District | 四川乐山沙湾区 | Yangzte River | Dadu River | Guodian Dadu River Hydropower Development Co., Ltd | China Guodian Corporation |  |  | Existing Dam | 已建成 | 9.8818 |  |  | 1994 | 60 | 60 | 13.1｜32 | 13 | 32.1 | 29.6｜32.7 | 32.1 | 2 | 2.3 | 2 | 0.55 | 0.53 |  | 474 | 474.6 | 469 | 469 | 447.7 | 4304 | 7629 | 6703 | 82 | 82 | 41 |  | 35.2 | 76383 | 1490 | 2199 | 7 | 玄武岩 | Adjusted Daily | 日调节 | ?? | 河床实体重力式溢流坝 | 421 | 275 |  |  | http://en.wikipedia.org/wiki/List_of_major_power_stations_in_Sichuan http://baike.baidu.com/view/667888.htm | This Dam is part of the UN's Clean Development Mechanism (CDM) Program.
Gong Zui | 龚嘴 | 29.3028 | 103.479 | Sichuan Province, Leshan City, Shawan District and Ebian | 四川乐山沙湾区 | Yangzte River | Dadu River | Guodian Dadu River Hydropower Development Co., Ltd | China Guodian Corporation |  |  | Existing Dam | 已建成 | 4.56 |  |  | 1978 | 70 | 205.5 | 18.8｜42.1 | 17.9 | 101 | 39｜45.2 | 34.18 | 18.8 | 3.1 | 3.39 | 0.96 |  |  | 528 | 528 | 520 | 518 | 893.3 | 4229 |  | 4105 |  | 85 | 54 |  | 28.2 | 76130 | 1470 | 1657 | 8 |  | Adjusted Daily* | 日调节＊ | Concrete Gravity Dam | 混凝土重力坝 |  |  |  |  | http://in.china-embassy.org/eng/szyss/jm/zhongguonongye/Water%20Conservancy/t144255.htm
Sha Ping | 沙坪 | 29.24 | 103.21 | Sichuan Province, Ebian | 四川峨边 | Yangzte River | Dadu River | Guodian Dadu River Hydropower Development Co., Ltd | China Guodian Corporation |  |  | Under Construction | 建设中 | 60 |  |  | 2013 | 86 | 63 | 14.8｜37.9 |  |  | 37.2｜39 | 26.9 |  |  | 0.21 |  |  |  | 575 | 554 | 570 | [7 empty] | 45 |  |  | 75016 | 1430 | 2641 | 7 |  | Run of the River | 径流式 | Concrete Gravity Dam | 混凝土重力坝
Zhen Tou Ba | 枕头坝 | 29.23 | 103.06 | Sichuan Province, Leshan, Jinkouhe District | 四川乐山金口河区 | Yangzte River | Dadu River | Guodian Dadu River Hydropower Development Co., Ltd | China Guodian Corporation |  |  | Under Construction | 建设中 | 82.93 |  |  | 2013 | 46 | 95 | 7.7｜20.8 |  | 24.1 | 19.4｜20.4 | 42.52 |  |  | 0.469 |  |  |  | 618 | 624 | 613 | [6 empty] | 86 | 28 |  |  | 73057 | 1350 | 2614 | 7 |  | Run of the River | 径流式 | Concrete Sluice Dam | 混凝土闸坝
Shen Xi Gou | 深溪沟 | 29.305 | 102.95 | Sichuan Province, Hanyuan and Ganluo County | 四川汉源 | Yangzte River | Dadu River | Guodian Dadu River Hydropower Development Co., Ltd | China Guodian Corporation |  |  | Under Construction | 建设中 | 49.6 |  |  | 2011 | 64 | 66 | 10.7｜29.1 |  | 19.8 | 27.5｜28.9 | 32 | [6 empty] | 655 |  | 650 | [6 empty] | 49.5 | 37 |  |  | 72653 | 1360 | 2508 | 7 |  | Run of the River | 径流式 | Concrete Sluice Dam | 混凝土闸坝 |  |  |  |  | http://www.gzbgj.com/english/article.asp?id=707 http://www.ecoseed.org/pdf/ecoseed-monitor/11%20-%20Monitor%20-%20July%2005.pdf
Pu Bu Gou | 瀑布沟 | 29.2094 | 102.8364 | Sichuan Province, Hanyuan and Ganluo County | 四川汉源 | Yangzte River | Dadu River | Guodian Dadu River Hydropower Development Co., Ltd | China Guodian Corporation |  |  | Existing Dam | 已建成 | 110.9 |  |  | 2009 | 330 | 426 | 92.6｜146 | 109.8 | 141.5 | 146 | 147.9 | 52.5 | 50.6 | 53.9 | 38.8 | 38.82 |  | 850 | 850 | 790 | 790 |  | 43005 |  | 77901 |  | 185 | 178 |  |  | 68512 | 1230 | 2437 | 7 |  | Not Seasonally Adjusted | 不完全季调节 | Rock-fill Dam | 心墙堆石坝 |  |  |  |  | http://www.ecn.nl/docs/library/report/2003/c03027.pdf
Lao Ying Yan | 老鹰岩 | 29.25 | 102.32 | Sichuan Province, Shimian County | 四川石棉 | Yangzte River | Dadu River | Guodian Dadu River Hydropower Development Co., Ltd | China Guodian Corporation |  |  | Under Construction | 建设中 | 11.96 |  |  |  | 64 | 64 | 12.8｜28.1 | 23.3 | 31.9 | 30.3｜33 | 35 |  | 1.425 |  | 0.43 |  |  | 905 | 905 | 900 |  |  | 2499 |  | 4200 |  | 71 | 50 |  |  | 64810 | 1070 | 1732 | 8 |  | Adjusted Daily | 日调节 | Rock-fill Dam | 堆石坝 |  |  |  |  | http://en.wikipedia.org/wiki/List_of_major_power_stations_in_Sichuan http://www.022net.com/2010/5-1/504232112635538.html | This dam is part of the UN's Clean Development Mechanism (CDM) Program.
Long Tou Shi | 龙头石 | 29.3358 | 102.2535 | Sichuan Province, Shimian County | 四川石棉 | Yangzte River | Dadu River | Guodian Dadu River Hydropower Development Co., Ltd | China Guodian Corporation |  |  | Existing Dam | 已建成 | 47.5 |  |  | 2009 | 64 | 70 | 12.7｜28.7 |  | 28 | 30｜32.8 | 31.18 | 1.2 | 1.145 | 1.14 | 0.24 |  |  | 955 |  | 950 | [6 empty] | 72 | 50 |  |  | 63040 | 1020 | 1732 | 8 |  | Adjusted Daily | 日调节 | Asphalt and Concrete Walled Rock-fill Dam | 沥青砼心墙堆石坝 |  |  |  | Recent Report from June 2011, suggests that the threat of a debris flow could result in the need for additional villager resettlement. | http://en.wikipedia.org/wiki/List_of_major_power_stations_in_Sichuan http://www.fecyc.com/Project/ShowArticle.asp?ArticleID=83 http://www.gov.cn/ztzl/2008-10/09/content_1116106.htm http://www.gispark.net/3s-articles/geology/development-characters-and-negative-influences-of-haier-debris-flow-in-longtoushi-hydroelectric-power-station.html
Da Gang Shan | 大岗山 | 29.4492 | 102.2172 | Sichuan Province, Shimian County | 四川石棉 | Yangzte River | Dadu River | Guodian Dadu River Hydropower Development Co., Ltd | China Guodian Corporation |  |  | Under Construction | 建设中 | 25.54 |  |  | 2015 | 230 | 260 | 44.2｜102 | 63.6 | 81.2 | 109｜120 | 114.5 | 4.5 | 7.75 | 7.42 | 0.6 | 1.17 |  | 1130 | 1130 | 1125 | 1120 |  | 900 |  | 500 |  | 210 | 175 |  |  | 62727 | 1010 | 1572 | 8 |  | Adjusted Daily * | 日调节＊ | Concrete Arch Dam | 混凝土双曲拱坝 |  |  |  |  | http://en.wikipedia.org/wiki/Dagangshan_Dam
Ying Liang Bao | 硬梁包 | 29.57 | 102.18 | Sichuan Province, Luding County | 四川泸定 | Yangzte River | Dadu River | Huaneng Luding Hydropower Development Co., Ltd | China Huaneng Corporation |  |  | Under Construction | 建设中 | 27.54 |  |  |  | 140 | 120 | 24｜63 |  | 58.3 | 63.6｜69.9 | 54.22 |  |  | 0.21 |  | 0.05 |  | 1250 | 1246 | 1245 |  |  | 3099 |  | 1500 |  | 160 | 120 |  |  | 59327 | 887 | 1530 | 9 |  | Adjusted Daily | 日调节 | Rock-fill Dam | 堆石坝 | [5 empty] | This Dam is part of the UN's Clean Development Mechanism (CDM) Program.
Lu Ding | 泸定 | 29.9464 | 102.2267 | Sichuan Province, Luding County | 四川泸定 | Yangzte River | Dadu River | Sichuan Huadian Luding Hydropower Development Co., Ltd | China Huaneng Corporation, Hanergy |  |  | Existing Dam | 已建成 | 74.4 |  |  | 2012 | 80 | 92 | 13.9｜37.3 |  | 32.8 | 37.5｜41.8 | 39.89 | 2.8 | 3.3 | 3.8 | 0.4 |  |  | 1374 | 1378 | 1369 |  |  | 799.5 |  | 200 |  | 86 | 74 |  |  | 58943 | 881 | 1384 | 8 |  | Adjusted Daily | 日调节 | Rock-fill Dam | 堆石坝 |  |  |  |  | http://www.electricityforum.com/news/mar09/Chinatobuildfourmajorrenewableprojects.html http://www.hydroworld.com/index/display/article-display/4279742846/articles/hrhrw/hydroindustrynews/newdevelopment/chinas_huadian_power_share_issue_to_fund_920-mw_luding_hydro.html
Huang Jin Ping | 黄金坪＊ | 30.14 | 102.17 | Sichuan Province, Kangding County | 四川康定 | Yangzte River | Dadu River | Datang International Power Generation Co., Ltd. | Datang Corporation |  |  | Under Construction | 建设中 | 84.7 |  | 117.68 |  | 60 | 85 | 10.2｜29.1 |  |  | 28.2｜31.6 | 38.61 | 6.2＊ | 1.54 | 2.8 | 0.3 |  |  | 1475 | 1476 | 1470 | 1472 | [5 empty] | 95.5 | 61 |  |  | 56942＃ | 847 | 1294 | 8 |  | Adjusted Daily | 日调节 | Asphalt and Concrete Rock-fill Dam | 沥青混凝土心墙堆石坝 |  |  |  |  | http://www.industrialinfo.com/latin/showAbstract.jsp?newsitemID=176625 http://www.zacks.com/research/get_news.php?id=076x6746
Chang He Ba | 长河坝 | 30.2619 | 102.1953 | Sichuan Province, Kangding County | 四川康定 | Yangzte River | Dadu River | Datang International Power Generation Co., Ltd. | Datang Corporation |  |  | Under Construction | 建设中 | 127.44 |  |  | 2016 | 220 | 260 | 40.5｜100 | 63.8 | 68 | 104｜112 | 110.4 | 6 | 9.85 | 10.4 | 4 | 4.15 |  | 1690 | 1630 | 1650 | 1620 |  | 99 |  | 100 |  | 240 | 215 |  |  | 56545＊ | 814 | 1389 | 7 |  | Adjusted Seasonally | 季调节 | Gravel Walled Rock-fill Dam | 砾石土心墙堆石坝 |  |  |  |  | http://en.wikipedia.org/wiki/Changheba_Dam http://www.breakbulk.com/traditional-power-generation/changheba-hydropower-approved
Hou Zi Yan | 猴子岩 | 30.5461 | 102.0581 | Sichuan Province, Kangding County | 四川康定 | Yangzte River | Dadu River | Guodian Dadu River Hydropower Development Co., Ltd | China Guodian Corporation |  |  | Under Construction | 建设中 | 150 |  |  | 2015 | 160 | 170 | 29.6｜69.7 |  | 73.9 | 74.1｜79.6 | 73.64 |  | 10.64 | 7.06 | 5.5 | 3.87 |  | 1852 | 1842 | 1812 | 1802 |  | 999 |  | 600 |  | 223.5 | 162 |  |  | 54036* | 774 | 1299 | 7 |  | Adjusted Seasonally | 季调节 | Concrete Faced Rock Filled Dam | 混凝土面板堆石坝 |  |  |  |  | http://en.wikipedia.org/wiki/Houziyan_Dam | This dam is part of the UN's Clean Development Mechanism (CDM) Program.
Dan Ba | 丹巴* | 30.78 | 101.97 | Sichuan Province, Danba County | 四川丹巴 | Yangzte River | Dadu River | Guodian Dadu River Hydropower Development Co., Ltd | China Guodian Corporation |  |  | Under Construction | 建设中 |  |  |  |  | 130 |  | 17.3｜55.9 |  |  | 55.3｜59.9 |  | 20* | 6.84 |  | 0.7 | 0.8 |  | 1995 |  | 1990 | [7 empty] | 143 |  |  | 45528 | 623 | 1103 | 6 |  | Adjusted Weekly | 周调节
Ba Di | 巴底 | 31.13 | 101.88 | Sichuan Province, Danba County | 四川丹巴 | Yangzte River | Dadu River | Guodian Dadu River Hydropower Development Co., Ltd | China Guodian Corporation |  |  | Under Construction | 建设中 | 69.9 |  |  | 2014 | 110 | 80 | 18.6｜46.8 |  |  | 46.4｜48.2 | 37.98 |  | 11.66 | 20 | 6.9 |  |  | 2135 | 2135 | 2100 |  |  | 79.5 |  | 5991 |  | 112 | 140 |  |  | 42401 | 527* | 1042 | 6 |  | Adjusted Daily* | 日调节＊
Jin Chuan | 金川 | 31.297 | 102.03 | Sichuan Province, Jinchuan County | 四川金川 | Yangzte River | Dadu River | Guodian Dadu River Hydropower Development Co., Ltd | China Guodian Corporation, Hanergy |  |  | Under Construction | 建设中 | 67 |  |  | 2015 | 88 | 86 | 10.4｜35.2 |  |  | 35.4｜38 | 31.53 |  | 6.09 | 49 | 0.6 | 0.49 |  | 2260 | 2253 | 2255 | 2248 |  | 98.3 |  | 2273 |  | 111.5 | 110 |  |  | 39978 | 521 | 990 | 6 |  | Adjusted Seasonally | 季调节＊ | [6 empty] | http://en.wikipedia.org/wiki/List_of_major_power_stations_in_Sichuan
Shuang Jiang Kou | 双江口 | 31.7977 | 101.9143 | Sichuan Province, Barkam Town and Jianchuan County | 四川马尔康 | Yangzte River | Dadu River | Guodian Dadu River Hydropower Development Co., Ltd | China Guodian Corporation |  |  | Planned | 规划中 | 158 |  | 247 |  | 180 | 200 | 43.9｜68.4 |  |  | 73.1｜74 | 83.41 |  | 27.14 | 31.35 | 19.1 | 21.52 |  | 2500 | 2500 | 2420 | 2330 |  | 70.7 |  | 1152 |  | 314 | 240 |  |  | 39330 | 512 | 1077 | 6 |  | Adjusted Yearly | 年调节 | Earth Walled Rock-fill Dam | 土心墙堆石坝 |  |  |  | In addition to influencing the river, the project will also affect, or completely submerge, six national-level nature reserves and the Dadu River Valley National Geopark. | http://www.chincold.org.cn/dams/rootfiles/2010/07/20/1279253974125603-1279253974127236.pdf; http://www.chinadaily.com.cn/china/2013-05/15/content_16499412.htm | MEP approved the project's EIA on May 15, 2013.
Bu Si Gou | 卜寺沟 | 32.166 | 102.007 | Sichuan Province, Barkam Town | 四川马尔康 | Yangzte River | Dadu River | Guodian Dadu River Hydropower Development Co., Ltd | China Guodian Corporation |  |  | Planned | 规划中 |  |  |  |  | 32 | 36 | 4.3｜16.1 |  |  | 13.1｜14.3 | 16.4 |  |  | 2.46 |  |  |  | 2606 | 2600 | 2601 | [6 empty] | 130 | 106 |  |  | 18379＊ | 208 | 381 | 6 |  | Adjusted Daily | 日调节 | Rock-fill Dam | 面板堆石坝 |  |  |  |  | http://news.xinhuanet.com/english/china/2013-05/16/c_132387309.htm
Da Wei | 达维 | 32.210 | 101.618 | Sichuan Province, Barkam Town | 四川马尔康 | Yangzte River | Dadu River | Guodian Dadu River Hydropower Development Co., Ltd | China Guodian Corporation |  |  | Planned | 规划中 |  |  |  |  | 36 | 27 | 4.8｜18.8 |  |  | 14.8｜16.3 | 11.65 | [6 empty] | 2730 | 2680 | 2725 | [6 empty] | 107 | 124 |  |  | 17683＊ | 199 | 362 | 6 |  | Run of the River | 径流式 | Rock-fill Dam | 面板堆石坝
Ba La | 巴拉 | 32.335 | 101.615 | Sichuan Province, Ngawa County | 四川阿坝 | Yangzte River | Dadu River | Guodian Dadu River Hydropower Development Co., Ltd | China Guodian Corporation |  |  | Planned | 规划中 |  |  |  |  | 56 | 74 | 7.2｜29 |  |  | 22.4｜24.3 | 12.42 |  |  |  |  | 0.96 |  | 2920 | 2920 | 2915 | [6 empty] | 220 | 190 |  |  | 15840 | 190 | 358 | 6 |  | Run of the River | 径流式
Xia Er Jia | 下尔呷 | 32.486 | 101.553 | Sichuan Province, Ngawa County | 四川阿坝 | Yangzte River | Dadu River | Guodian Dadu River Hydropower Development Co., Ltd | China Guodian Corporation |  |  | Planned | 规划中 |  |  |  |  | 54 | 54 | 26.7 |  |  | 22.2 | 22.21 |  | 28 | 28 | 19.3 | 19.3 |  | 3120 |  | 3060 | [7 empty] | 200 |  |  | 15500 | 186 | 384 | 6 |  | Adjusted every few years | 多年调节
Note on O18: Author: IR: 16.2 billion RMB
Note on AL14: Author: IR: 16900
Note on AL15: Author: IR: 2000
Note on AL16: Author: IR: 2000
Note on AL17: Author: IR: 2400
Note on AL47: Author: IR: Total resettlement of Jinping I and II, estimated to be 23,129 people.
Note on AL48: Author: Total resettlement of Jinping I and II, estimated to be 23,129 people.
Note on AM15: Author:
Note on AM45: Author: IR: A Project Performance Assessment reported that 46,000 people would need to be relocated due to dam activities. The initial estimate of the number of people that would need to be relocated, as well as the cost of relocation were grossly underestimated.
Note on AN51: Author: IR: 240
Note on AN52: Author: IR: 174
Note on AN54: Author: IR: 293
Note on AO48: Author: IR 37; It seems that the info for jinping 1 and 2 are exactly the opposite in both sheets.
Note on AX20: Author: I am not quite sure if this meand adjusted every few years or adjusted a few times per year.

## Yarlung Tsangpo River
雅鲁藏布江干流水电开发详表 |  |  |  | 基本情况 Basic Profile | [7 empty] | 投资（亿）Cost (in hundred millions of CNY) |  |  |  | 装机容量（万千瓦）Installed Capacity (in 10 MW) |  | 保证出力（万千瓦）Guaranteed Capacity (in 10 MW) |  | 年发电量（亿千瓦时）Annual Power Generation (in hundreds of millions kWh) |  | 总库容（亿立方米）Total Reservoir Volume (in hundreds of millions cubic meters) |  | 调节库容（亿立方米）Total Adjustment Volume (in hundreds of millions cubic meters) |  | 正常蓄水位（米） Operating Water Level (meter) |  | 死水位（米） Lowest Water Level (meter) |  | 淹没土地（亩） Land Submerged (in acre) |  | 移民人数 No. of Migrants |  | 最大坝高（米） Dam Height (meter) |  | 坝址水文地质 Hydrogeological and Geological Backgrounds at the Dam Site | [8 empty] | 电站工程指标
Hydropower Stations on Mainstream Yarlung Tsangpo River |  | LAT | LON | District/County |  | Owner | Primary Stakeholder(s) | Functions |  | Status |  | Budget | Price Year | Actual Cost | Completion Year | 2003 Plan | Upon Completion | 2003 Plan | Upon Completion | 2003 Plan | Upon Completion | 2003 Plan | Upon Completion | 2003 Plan | Upon Completion | 2003 Plan | Upon Completion | 2003 Plan | Upon Completion | 2003 Plan | Upon Completion | 2003 Plan | Upon Completion | 2003 Plan | Upon Completion | Head Height (meter) | Altitude at Site (meter) | Distance to Next Step or River Mouth (km) | Controlled Watershed Area (square km) | Average Water Flow (cubic meters per sec) | Diverted Water Flow (cubic meters per sec) | Designated Earthquake Magnitude | Bedrock Properties | Regulation Pattern |  | Type of the Dam | Drilling of Earth (in 10 000 cubic meters) | Concrete Placement (in 10 000 cubic meters) | Length of Diversion Pipe (km) | Key Issues | References | Notes
Name of Project |  | 地理坐标－北纬 | 地理坐标－东经 | 行政区域 |  | 业主单位 | 控股单位 | 综合利用 |  | 状态 |  | 计划 | 计划年份 | 实际 | 完成年份 | 2003年规划 | 最终建设 | 2003年规划 | 最终建设 | 2003年规划 | 最终建设 | 2003年规划 | 最终建设 | 2003年规划 | 最终建设 | 2003年规划 | 最终建设 | 2003年规划 | 最终建设 | 2003年规划 | 最终建设 | 2003年规划 | 最终建设 | 2003年规划 | 最终建设 | 利用落差（米） | 坝址高程（米） | 距下一级或河口（公里） | 控制流域面积（平方公里） | 多年平均流量（立方米／秒） | 引用流量（立方米／秒） | 抗震烈度 | 坝基岩性 | 调节性能 |  | 坝型 | 土石方开挖量（万立方米） | 混凝土浇筑量（万立方米） | 引水洞长（公里） | 问题 | 参考文献 | 备注
Da Gu | 大古 | 29 14 32 | 92 23 42 | Tibet, Lhoka, Sangri | 西藏 |  | China Huadian Tibet Branch |  |  | Site Preparation | 前期 | [5 empty] | 64 | [17 empty] | 124 | [15 empty] | http://www.gov.cn/zwgk/2013-01/23/content_2318554.htm
Ba Yu | 巴玉 | 29 13 33 | 92 19 22 | Tibet, Lhoka, Sangri | 西藏 |  | China Huadian Tibet Branch |  |  | Site Preparation | 前期 | [5 empty] | 78 | [17 empty] | 95 | [15 empty] | http://202.60.112.18:8080/mImprovement/ShowNews.jsp?NewsID=286 http://202.60.112.18:8080/mImprovement/ShowNews.jsp?NewsID=312 http://www.chinarlf.com/cn/NewsView.asp?id=1123 http://www.chinapower.com.cn/article/1214/art1214752.asp
Jie Xu | 街需 | 29 15 06 | 92 27 02 | Tibet, Lhoka, Sangri | 西藏 |  | Tibet Huaneng Power Company Limited |  |  | Site Preparation | 前期 | [5 empty] | 51-56 | [17 empty] | 105 | [15 empty] | http://www.gov.cn/zwgk/2013-01/23/content_2318554.htm
Zang Mu | 藏木 | 29.1847 | 92.5172 | Tibet, Lhoka, Gyatsa | 西藏 | Tibet Huaneng Power Company Limited | Gezhouba Group; Tibet Huaneng Power Company Limited | Hydropower Generation | 发电 | Under Construction | 建设中 |  |  |  | 2016 |  | 51 | [17 empty] | 116 | [14 empty] | No definitive numbers were located for the number of people who will need to be resettled for this project. However, the resettlement plan released by the Chinese government in 2009 indicates that the number of people that will need to be resettled will only be second to the 1.27 million people displaced by the Three Gorges Dam. | http://www.chinadialogue.net/article/show/single/en/4055 http://www.chinadialogue.net/article/show/single/en/3959-Nervous-neighbours; http://tibetanplateau.blogspot.com/
Jia Cha | 加查 |  |  | Tibet, Lhoka, Gyatsa | 西藏 |  | Tibet Huaneng Power Company Limited |  |  | Site Preparation | 前期 | [5 empty] | 32-36 | [33 empty] | http://www.gov.cn/zwgk/2013-01/23/content_2318554.htm; http://tibetanplateau.blogspot.com/
Leng Da | 冷达 | 29 07 22 | 92 39 26 | Tibet, Lhoka, Gyatsa | 西藏 |  | China Guodian Tibet Branch |  |  | Site Preparation | 前期
Zhong Da | 仲达 | 29 03 44 | 92 48 48 | Tibet, Kongpo, Nang | 西藏 |  | China Guodian Tibet Branch |  |  | Site Preparation | 前期 | [5 empty] | 48
Lang Zhen | 朗镇 | 29 02 36 | 93 03 24 | Tibet, Kongpo, Nang | 西藏 |  | China Guodian Tibet Branch |  |  | Site Preparation | 前期 | [5 empty] | 34 | [33 empty] | http://tibetanplateau.blogspot.com/2010/05/damming-tibets-yarlung-tsangpo.html
Motuo | 墨脱 | 29 27 02 | 95 24 54 | Tibet, Kongpo, Metok | 西藏 |  | China Guodian Corporation |  |  | Proposed | 规划中 | [5 empty] | 3800 | [32 empty] | If built, this project would be the largest dam in the world. It would be situated on the Great Bend. Highly controversial within China and India. Most engineers dismiss this project since it would be seismically unsafe and logistically infeasible. | http://tibetanplateau.blogspot.com/2010/05/damming-tibets-yarlung-tsangpo.html
Daguaiwan | 大拐弯 | 29 28 20 | 94 49 37 | Tibet, Kongpo, Metok | 西藏 |  | China Guodian Corporation |  |  | Proposed | 规划中 | [5 empty] | 4900 | [33 empty] | http://tibetanplateau.blogspot.com/
Daduqia | 大渡卡 | 29 32 36 | 94 53 20 | Tibet, Kongpo, Metok | 西藏 |  | China Guodian Corporation |  |  | Proposed | 规划中 | [5 empty] | 4380 | [33 empty] | http://tibetanplateau.blogspot.com/

## Glossary
Term | Definition | Notes
District/County | The spreadsheet lists two counties/districts for those stations, which are located in two counties or districts with the river as their common border.
Owner | The business entity that directly manages and operates the dam as well as the associated hydropower station and reservoir.
Primary Stakeholder | Any business entity that has a stake in the dam, power station, and reservoir management and operation. These entities usually own a share of at least 10 percent in project.
Status | The difference between "Planned" and "Proposed" as defined here in the spreadsheet, is that Planned dams are those that are under active consideration and are likely to go forward. Proposed projects are those that have been mentioned but no serious proposals have been made. "Site preparation" includes projects that are undergoing santongyiping (road work, tunneling, other infrastructure associated with the dam site).
Budget | Budget refers to the budget estimates at the time that project was originally planned (i.e. when the Project Feasibility Study was undertaken) or when the project received official approval.
Price Year | This term refers to either the year that the Project Feasibility Report was released or the year that the project was officially approved.
Actual Cost | Actual cost of the dam when the dam was completed.
Completion Year | Year that construction of the dam was completed or is scheduled to be completed.
2003 Plan | This refers to the information and results released in the 2003 "Nationwide Hydropower Resources Investigation" Plan. 中华人民共和国水力资源复查成果（2003）
Installed Capacity | This refers to the maximum capacity at normal operating water levels. When water levels are below normal (for example during times of drought, or when reservoirs are emptied for flood preparation), power generation will not reach installed capacity.
Guaranteed Capacity | This refers to the hydropower capacity at lowest operating water levels, i.e. the water level below which the operator would be forced to shut down electricity generation.
Total Adjustment Volume | This refers to the reservoir volume between the dead water level and the normal operating water level. It is an adjustment volume in the sense that it can store flood water for anti-drought purposes.
Operating Water Level | An operating water level is associated with each dam and hydropower operation. It refers to the necessary water level at which hydropower operators are able to generate electricity at the designated maximum capacity.
Lowest Water Level | Lowest possible water level at which electricity can still be generated.
Dam Height | Height of the dam measured from the base of the dam to the highest point of the dam.
Head Height | This refers to the vertical change in elevation, expressed in meters, between the upstream water level and the water level at the channel that carries water away from the powerhouse.
Altitude at Site | Altitude at the base of the dam.
Distance to next step or river mouth | The distance between the dam and the next lowest dam in the dam cascade.
Controlled Catchment Area | This refers to the water drainage area of the land surface above the dam site, and the area for which the dam would technically be able to control flooding.
Average Water Flow | This refers to long-term average water-flows, accounting for fluctuations over the span of a year as well as fluctuations over the span of several years, depending on available hydrological records.
Diverted Water Flow | The amount of water diverted from the main stream into a reservoir or directly to a power station for run of the river hydropower plants.
Designated Earthquake Magnitude | This refers to the earthquake magnitude a dam is designed and constructed to withstand without serious damage or risk of failure.
Regulation Patterns | The amount of time it takes for the reservoir to be filled at average flow rates.