## Dam lists
Dams Building Overseas by Chinese Companies and Financiers © International Rivers
Last Saved: | 2013-06-26 17:49
Last Updated | Region | Country | Province/ State | Project | River(s) | Type of Dam | Number of Dams | Project Size (MW) | Project Size (Small, Medium, Large) | Dam Height (m) | Reservoir Height (m) | Reservoir Area (sq km) | Reservoir Capacity (million cubic m) | Certainty of Data | If certain, PRIMARY or SECONDARY source? | Status | Project Cost (US million $) | Financiers | Developer | Builder | Sinohydro Bureau Involved | Other Contractors | Dam Operator | Risk Insurer | Start Date | Completion Date | Operation Date | Historical Notes | Approvals Notes | Environmental Notes | Resettlement | Chinese characters | Notes | References
2013-04-16 | Europe | Albania | Shkoder | Bushat Hydropower Station | Drin River | Hydropower |  | 40 | Medium |  |  |  |  | Certain | Primary | Completed | 150 | China Exim Bank |  | China International Water and Electric Corporation |  |  |  |  | 2001-04-01 | [6 empty] | 阿尔巴尼亚布沙特水电站 | China Exim provided $100 million of buyers credit loans in 2001 | FILE
2013-04-22 | Africa | Algeria | El Taref Province | Bougous Dam | Bougous River | Water supply | 1 |  |  | 71.4 |  |  | 66 | Certain | Primary | Completed |  | Government of Algeria | Ministry of Water Resources of Algeria (Dam & Water Diversion Bureau) | Sinohydro |  |  |  |  | 1905-06-27 | 2010 | [7 empty] | http://eng.sinohydro.com/index.php?m=content&c=index&a=show&catid=42&id=125
2013-05-15 | Africa | Algeria |  | Mawuena Dam | Guessar River | Water supply; Irrigation |  |  |  | 84 |  |  | 7.8 | Certain | Primary | Completed |  |  | Sinohydro |  | 3,13 | China International Electric and Water Corporation |  |  | 2008-12-01 | 2011-12-01 | [5 empty] | 玛乌阿纳大坝 | Sinohydro Bureau 13 holds 49% of shares in financing and 49% of shares in developing. Construction takes 36 months. | FILE
2012-11-26 | Africa | Algeria | Tisaimuxitele province | Ruosfa Dam | Aile Huda River |  |  |  |  | 57 |  |  |  | Certain | Primary | Completed |  |  |  | Sinohydro | 3 | [10 empty] | 罗斯法水坝 |  | FILE
2012-11-26 | Africa | Algeria | Sitif Province | Draa Diss Dam |  |  |  |  | Large | 76 |  |  |  | Certain | Primary | Completed | 91.28 | Government of Algeria |  | Sinohydro | 3, 13 | China International Electric and Water Corporation | [9 empty] | 德拉迪斯水坝 |  | FILE
2013-01-02 | Africa | Algeria |  | Cuckoosi Dam |  | Irrigation; Flood control |  |  | Large | 71.4 |  |  |  | Certain | Primary | Completed |  |  |  | Sinohydro | Minjiang |  |  |  |  | 2008-03-01 | [5 empty] | 布谷斯水坝 | Reclamation project and additional works contract | FILE
2013-05-15 | Africa | Angola | Chibia District, Huila | Ganjelas Dam | Kunene | Irrigation | 1 |  |  | 30 |  |  | 3.5 | Certain | Primary | Completed | 5 | China Exim Bank | Government of Angola | Sinohydro | 13 |  | Estado |  |  |  |  | Rehabilitation of Ganjelas Dam and its two channels ($28 million) in Huíla province began in November 2005 and concluded in January 2009. |  | The irrigation channel, which covers an area of around 1,400 hectares of arable land, will make its possible to grow maize, massango, massambala, as well as leguminous plants, vegetables and citrus fruits; claims it will transform the municipality of Chibia, which has an estimated population of 133,000 people, into a high production agricultural area and benefit 116,000 rural workers grouped into 60 farming associations and cooperatives.Storage size 3.5 million cubic metres of water |  | 安哥拉甘德杰拉斯大坝 | The first phase of the work ended in 2007 and the second phase is now in its concluding stage. | FILE; International Water Power & Dam Construction 2012 Yearbook
2013-04-16 | Europe | Belarus |  | Vitebsk Hydropower plant | Dvina River | Hydropower | 1 | 40 | Medium |  |  |  |  | Certain | Secondary | Proposed |  | China Development Bank |  | China National Electric Equipment Corporation | [5 empty] | 2015 | 2015 |  | CDB expected to give $189 million loan |  |  | 白俄罗斯维特伯斯克水电站 |  | FILE
2013-06-19 | Latin America | Belize |  | Chalillo Dam | Macal River | Hydropower |  | 7 | Small | 44.5 |  |  | 120 | Certain | Primary | Completed | 30 | Canadian International Development Agency | Belize Electric Company Limited (BECOL), Belizze Electricity Ltd (BEL) | Sinohydro | 11 | Changjiang Water Resources Comission | Fortis |  | 2003 | 2005 | 2007 |  |  | Built in a signficant rainforest and indigenous area |  | 恰里洛水电站 | Operation began in 2007, BECOL is a sister-company of Belize Electricity Limited (BEL) with Fortis as the parent company. | www.sica.int/busqueda/busqueda_archivo.aspx?Archivo=odoc_9176_1_01062006.pdf
2013-05-28 | Africa | Benin (and Togo) | Atakapame District | Adjarala Dam | Mono River | Hydropower |  | 147 | Large | 40 |  |  | 680 | Certain | Primary | Proposed | 370 | China Exim Bank | Communaute Electrique du | Sinohydro |  |  | Togo, Benin |  | 2009 | 2013 |  |  |  | Environmental Impact Assessment notes negative impacts would include displacement of over 8,000 people (75% in Togo, 25% in Benin), increased coastal erosion, and reservoir pollution from upstream factories. Greenhouse gas emissions will likely be high due to little planned removal of vegetation in the area of the reservoir. | 8000 | 阿贾哈拉水电站 | Contract signed on Mar 12, 2009, 45 months to complete. Sinohydro has been pushing for this project since 2001. | FILE
2012-09-21 | Europe | Bosnia and Herzegovina |  | Ulog | Neretva River | Hydropower | 1 | 35 | Medium | 53 |  |  | 650 | Certain |  | Proposed | 78 | China Development Bank | EFT Group | Sinohydro |  | Dongfang | [5 empty] | China is involved in the building of the second power building, not clear whether it will built the dam. |  | EIA avaliable |  |  |  | FILE
2013-06-19 | Africa | Botswana |  | Dikgatlhong Dam | Shashe and Tati Rivers | Water supply | 1 |  | Large |  |  |  | 400 | Certain | Primary | Completed | 203 |  | Government of Botswana | Sinohydro | 11 | Bergstan Gauff Jeffares & Green Joint Venture |  |  | 2008-02-01 | 2012 |  |  |  | Environmental issues handled by a local environmental consultant | All Africa reported land was taken for the scheme and graves and possible araeological sites were moved | 迪克戈洪/博茨瓦纳迪卡通大坝 | Groundbreaking February 2008, building to have started 9 March 2008 and finish in 8 February 2012. Spread of HIV/AIDS a concer and a company called Tebelopele Testing and Counselling Center has been engaged to assit workers and nearby communities; not clear if Sinohydro paying for this. | FILE
2014-04-22 | Africa | Botswana |  | Lotsane Dam |  | Irrigation |  |  |  | 30 |  |  | 40 | Certain | Primary | Completed | 95 | National Development Fund of Botswana Government |  | Sinohydro | 11 | SMEC |  |  | 2009-04-01 | 2012-05-01 |  | 5 month delay in finishing |  |  |  |  | Lotsane Dam would hold 40 million cubic meters and supply water to 22 villages in the Tswapong and Mmadinare areas. In November 2008, exhumation began of burial sites. Communities have expressed concerns about losing the grasslands to be submerged, which are considered a livelihood and domestic resource asset for local communities. | http://eng.sinohydro.com/index.php?m=content&c=index&a=show&catid=42&id=137
2013-04-22 |  | Brunei |  | Ulu Tudong Dam |  | Water supply |  |  |  | 44 | [7 empty] | Government funds | Ministry of Development of Brunei | Sinohydro |  |  |  |  | 2010-02-01 | 2014 | [7 empty] | http://eng.sinohydro.com/index.php?m=content&c=index&a=show&catid=42&id=116
2013-01-30 | Asia (SE) | Brunei | Sg Tutong | Ulu Tutong Dam |  | Water supply |  |  | Large | 44 |  |  |  | Certain |  | Under Construction | 85 |  |  | Sinohydro | [8 empty] | Contract signed between Sinohydro and Ministry of Development (Brunei) January, 2010 |  |  | 文莱都东水坝 |  | http://www.sinofecic.com/a/qiyexinwen/gongchengdongtai/2011/0527/84.html
2013-06-18 | Asia (SE) | Burma |  | Chibwe Dam (Chipwi) | Chibwe or Chipwi River (N'Mai Hkai River) | Hydropower |  | 2800 | Large | [6 empty] | Suspended |  | China Power Investment Company, Asia World Company |  | Gezhouba | [7 empty] | Site clearing, dam foundation, tunneling, BOT signed. |  | Forced seizures of land from farmers in the region and destruction of the local environment |  | 缅甸密松其培电源电站 | Projected started earlier this year. In a new revelation (July 2010) Kokang rebels sheltered in China’s southwest Yunnan province are allegedly into illegal amphetamine production in the dam construction sites. The illegal drug production done in utmost secrecy has the cooperation of the AWC owned by Burmese drug lord Lo Hsing Han and Peng Daxun’s Kokang troops. | FILE
2013-04-16 | Asia (SE) | Burma | Kachin | Chigwenge | Chipwi Creek | Hydropower |  | 99 | Large | [6 empty] | Under Construction |  | China Power Investment Company, Asia World Company
2013-06-18 | Asia (SE) | Burma |  | Dagwin Dam | Salween River | Hydropower |  | 792 | Large |  |  |  |  | Uncertain |  | Suspended | [16 empty] | Currently shelved; Reporting from the SAC website that China Southern Power Grid, Three Gorges Water Group Corporation - signed an MOU between Myanmar, Bangladesh give China 30 months to complete a project feasibility study - of which 56% of the three projects would be held by Chinese of 630 - 700 million KW
2013-04-18 | Asia (SE) | Burma | Kachin | GawLan, Wu Zhongze, Hkan Kawn, Tongxingqiao, Lawngdin | Ngawchanka river | Hydropower | 5 | 1000 | Large | [6 empty] | Proposed |  |  | Myanmar International Group of Entrepreneurs Company | China YPIC International Energy Cooperation and Development Company | [8 empty] | Agreement signed 23 July 2010 | Export electrcity to Yunnan province
2013-04-16 | Asia (SE) | Burma | Karen | Hatgyi Dam | Salween River | Hydropower |  | 1200 | Large | 100? |  |  |  | Certain |  | Proposed | 1000 | Sinohydro | Burma Department of Hydropower Implementation, Electricity Generating Authority of Thailand, Sinohydro | Sinohydro |  | China Southern Power Grid, Three Gorges Company, Power Machines Company (Russia) joint venture with Zhejiang Fuchunjiang Hydropower Equipment for turbines. |  |  | 2007 |  |  | In December 2005, EGAT signed an agreement with the department to develop the project. SinoHydro later joined the consortium in June 2006. The recent MoA was signed on April 24 2010 in Nay Pyi Taw. A feasibility study and detailed design report were completed in August and September 2007 respectively but construction work is still yet to get underway. It is now in the process of EIA. The dam was originally expected to begin generating electricity in 2015 or 2016. New MOU was signed in 2010 on the joint implementation of the Hatgyi dam |  | Human rights issues. Dam will flood part of Kahilu Wildlife Sanctuary in Karen State. River is the habitat of at least 140 fish species, 1/3 of which are endemic. Negative impacts to pristine teak and other hardwood forests, and rare and endemic plant and fish species. | At least 2,400 Karen ethnic villagers in dozens of villages will be directly impacted and/or relocated from the dam’s flood. Thousands more will suffer abuses from the Burma Army’s attempts to secure the site, which have resulted in several military offensives and a large build up of soldiers in the area. This will likely result in a greater influx of refugees to Thailand. Renewed offensives since late 2010 have already resulted in further displacement of tens of thousands of Karen villagers, many of whom have fled to the Thai border. | 哈希 | On hold. In December 2007, over 50,000 people, including villagers from the proposed dam sites, signed a petition calling on the Chinese government to halt the construction of Chinese dam projects in Burma until international standards of best practice can be met. Built by Burma Department of Hydropower Implementation (DHPI)15%,/the Electricity Generating Authority of Thailand (Egat)45%/China's Sinohydro Corporation40%/ | FILE
2013-04-16 | Asia (SE) | Burma |  | Khaunlanphu Dam | N'Mai River | Hydropower |  | 2700 | Large | [6 empty] | Suspended |  | China Power Investment Company |  |  |  | Yunnan Machinery Export Import Company | [7 empty] | Incalculable damage to the ecology and envrionment. Transportation, Communication trade and business will be destroyed. People are unaware of the dam and its consequences, they have not been informed |  |  |  | FILE
2013-04-16 | Asia (SE) | Burma |  | Kun Dam | Kun | Hydropower; Irrigation |  | 60 | Large | 73 |  |  |  | Certain | Primary | Completed |  | Alstom | Ministry of Electric Power | China Heavy Machinery Corporation
2013-04-16 | Asia (SE) | Burma |  | Kunlong Dam | Salween River | Hydropower | 1 | 1400 | Large |  | 519 |  |  | Uncertain |  | Proposed | $1800? |  |  | Hanergy, Goldwater |  | Yunnan Machinery Export Import Company, HydroChina Kunming | [5 empty] | Feasibility study |  |  | 257 | 滚弄 |  | http://v.youku.com/v_show/id_XNDY2Mzg2NzQ4.html
2013-04-16 | Asia (SE) | Burma | Shan | Kyaing Tong (Kengtawng) Dam | Pawn River | Hydropower |  | 54 | Large |  |  |  |  | Certain | Primary | Completed | 20 |  |  | CNEEC, Zhejiang Orient Holdings Group Limited |  | Yunnan Machinery Export Import Company | [10 empty] | YMEC had provided turbines for this project in 1990
2013-06-18 | Asia (SE) | Burma |  | Kyaukme Dam |  | Hydropower |  | 4 | Small | [6 empty] | Completed |  |  |  | Sinohydro | 14 | Yunnan Machinery Export Import Company | [10 empty] | YMEC had provided turbines for this project in 1992.
2013-06-18 | Asia (SE) | Burma | Magway | Kyee-ohn kyee-wa Dam | Mone River | Hydropower |  | 60 | Large |  |  |  |  | Uncertain |  | Under Construction | 56 | Dept of Irrigation |  |  |  | Guangdong New Technology Import and Export Company |  |  | 2003 | 2012
2013-04-16 | Asia (SE) | Burma |  | Laiza Dam | Mali River | Hydropower |  | 1560 | Large |  |  |  |  | Uncertain |  | Under Construction |  | China Power Investment Company | [13 empty] | 拉扎水坝
2013-04-16 | Asia (SE) | Burma |  | Lakin Dam | N'Mai River | Hydropower |  | 1400 | Large |  |  |  |  | Uncertain |  | Suspended |  | China Power Investment Company
2012-12-06 | Asia (SE) | Burma | Arakan | Lembro, Lembro II (Laymyo) | Lemro River | Hydropower | 2 | 690 | Large |  |  |  |  | Certain |  | Proposed |  |  | Shwetaung Hydro |  |  | Datang Overseas Investment Co Ltd | Department of Hydropower Planning |  |  | 2018 |  | MOU signed 18 January 2011
2013-04-16 | Asia (SE) | Burma | Shan State | Man Tung (Mantawng or Manton) Dam | Nan Ma River (tributary of Salween) | Hydropower |  | 200 | Large |  |  |  |  | Certain |  | Proposed |  |  | HydroChina | [8 empty] | At feasibility study stage |  | Man Ton (other spellings = Man Tung and Mantaung) is a village near the mouth of Nam Ma river in the northwestern part of the Wa region. |  |  | MOU signed on December 20, 2009. MOU with Myanmar Power on the development of Mong Tung Hydropower Station. The station is located at the borders of China, Myanmar, Thailand and Laos. China, Thailand and Myanmar develop the project together, and China is the majority shareholder (56%). According to the MOR, China should complete the feasibility research in 30 months. | FILE
2013-04-16 | Asia (SE) | Burma |  | Mawlaik hydropower project | Chindwin River | Hydropower |  | 520 | Large |  |  |  |  | Uncertain |  | Proposed |  |  | China Guodian Burma's Electric Power Ministry No 1 Tun Thwin Mining Co Ltd | [13 empty] | MoU signed on May 2010. It is believed that the thermal power plant at Paluzawa would be used to provide electricity for the construction of a much larger hydropower facility farther up the Chindwin in Mawlaik township. | FILE
2013-06-18 | Asia (SE) | Burma |  | Myitsone Dam | Mali, Nmai, and Irrawaddy Rivers | Hydropower |  | 6000 | Large |  |  |  |  | Certain |  | Suspended |  | China Power Investment | Asia World Company, China Power Investment Corporation = Yunnan International Power Investment Company of China | China Power Investment | 11, 4 | Sinohydro Gezhouba |  | Sinosure | 2009-12-01 | 2019-01-01 |  | Sinohydro (Concrete - aggregate processing) Bureau 11, a (downstream civil works $150 million contract - 48 months), Sinohydro has over $300 million in contracts from Myitsone, Gezhouba |  | The Myitsone would displace 10 villages along the river. The area is widely recognized for its ecological value, and is described by prominent conservation organizations as one of the world’s eight “hottest hotspots of biodiversity.” Less than 100 km from a major fault line. The dam will prevent the seasonal migrations of fish to their upstream spawning areas. Altered hydrology will disrupt the natural replenishment of nutrients. The project will submerge a number of historical churches and temples, as well as a sacred banyan tree at the Mali Hka and N’Mai Hka rivers’ confluence | 10000 | 缅甸密松电站 | In May 2007, twelve respected elders and leaders from townships across Kachin State sent an objection letter to Senior General Than Shwe requesting that the project be cancelled. In early April 2010, a serious of explosions occurred. according to the Democratic Voice of Burma newspaper, the explosions killed three people and injured 20. A government investigation is currently underway into the cause of the blast. Myanmar group has provided a high level EIA of the impacts of hydropower development in this area | FILE
2013-04-16 | Asia (SE) | Burma | Magway | Myittha Hydropower Plant |  | Hydropower |  | 40 | Medium | [7 empty] | 14.7 Million | Burmese Ministry of Agriculture and Irrigation |  | Gezhouba | [12 empty] | Contract signed in August 2009, the project takes about 36 months to complete. Burma will finance the project. | FILE
2013-06-18 | Asia (SE) | Burma | Shan State | Nam Hkam/Hka |  | Hydropower |  | 200 | Large |  |  |  |  | Uncertain |  | Proposed |  |  |  | Yunnan PowerGrid, SDIC Huaijing |  | Union Resources and Engineering Company | [9 empty] | 南康卡水电站 | Yunan Machine and Engieering Company started to construction in 1992, Sinohydro Bureau 14 may also be involved, but current status is unclear.
2012-12-06 | Asia (SE) | Burma |  | Nam Lwe (Lwi) River dams (Keng Tong, Wan Ta Pin, So Lue, Mong Wa, Keng Yang, He Kou, Nam Kha, Mawlaik, Nam Tamhpak) | Nam Lwe (Lwi) River | Hydropower | 6 | 452 | [5 empty] | Uncertain |  | Proposed |  |  | Yunnan Power Grid Corporation and the State Development and Investment Corporation (SDIC), Huajing Power Holdings | [13 empty] | In February 2010, the http://news.sohu.com reported that Chinese firms were planning to develop 7 dams in the Wa and Mongla areas, which have been up in arms against Naypyitaw’s plan to transform all the armed groups that have ceasefire agreements into Burma Army run militia forces. One of them will be on the Nam Hka (also written Nam Kha) River, a tributary of the Nu-Salween River, that flows through the Wa capital Panghsang and another 6 will be built on the Nam Lwi (also written Nam Lwe) River, a tributary of the Mekong, that roughly serves as the boundary of areas under the control of the Mongla-based National Democratic Alliance Army (NDAA). | FILE
2013-06-18 | Asia (SE) | Burma |  | Nam Pawn Hydropower Project (Nampun) | Salween River, Kayah State | Hydropower |  | 130 | Large | [6 empty] | Proposed |  |  | Datang (Yunnan) United Hydropower Developing Co, Shwetaung Hydro | [8 empty] | MOU signed 18 Jnauary 2011 |  |  |  |  | Details of project unclear. MOU was signed in January 2010 Info later emerged in a list of 31 hydropower projects in Myarnmar involving investment by foreign companies that were mentioned in a report by the hydoppower ministry published in NLM on March 10. Among the projects named was the "Ywathit hydropower project in Kayah State to generate 600 megawatts, the Namtabat hydropower project in Kayah State to generate 110 megawatts, the Nampun hydropower project in Kayah State to generate 130 megawatts." Names of the foreign firms were not given. 23 December (GM) Further research Burma Rivers networks confirms Datang as the builder. | "DATANG SIGNED UP FOR A HYDROPOWER DAM ON THE SALWEEN," Courier Information Services: July 15, 2011
2013-04-16 | Asia (SE) | Burma | Kachin State | Nam Tabak Hydropower Development Project |  | Hydropower | 1 | 300 | Large | [6 empty] | Proposed |  |  | Guodian, TunThwin Mining |  |  | Yunnan Hydropower Construction Company |  |  |  | 2015 | [6 empty] | MOU signed 20 January 2011. In 2012, Guodian Yunnan Company reported that the prefeasibility study was almost complete. | FILE
2013-04-16 | Asia (SE) | Burma |  | Nam tamhpak Hydropower Project | Salween River, Kayah State | Hydropower |  | 180 | Large | [6 empty] | Proposed |  |  | Datang (Yunnan) United Hydropower Developing Co, Shwetaung Hydro | [8 empty] | MOU signed 18 January 2011 |  |  |  |  | Details of project unclear. MOU was signed in January 2010 Info later emerged in a list of 31 hydropower projects in Myarnmar involving investment by foreign companies that were mentioned in a report by the hydoppower ministry published in NLM on March 10. Among the projects named was the "Ywathit hydropower project in Kayah State to generate 600 megawatts, the Namtabat hydropower project in Kayah State to generate 110 megawatts, the Nampun hydropower project in Kayah State to generate 130 megawatts." Names of the foreign firms were not given. 23 December (GM) Further research Burma Rivers networks confirms Datang as the builder. | "DATANG SIGNED UP FOR A HYDROPOWER DAM ON THE SALWEEN," Courier Information Services: July 15, 2010
2013-06-18 | Asia (SE) | Burma |  | Nao Pha/ Nong Pa Dam/ Naunghpa | Salween River | Hydropower |  | 1000 | Large |  |  |  |  | Uncertain |  | Proposed |  |  | China Hydropower Engineering Consulting Group (HydroChina), Union of Myanmar's Ministry of Electric Power No. 1 | China Hydropower Engineering Consulting Group | [9 empty] | Both Nao Pha and Man Tung are located in what might be called Wa territory could probably bring some complications that may lead the survey crews to be extra careful about security arrangements. |  |  | MOU signed on December 20, 2009. | FILE
2013-04-16 | Asia (SE) | Burma |  | Ngaw Chang Hka | N'Mai Hka River | Hydropower | 4 | 1055 | Large | [6 empty] | Proposed |  |  | Yunnan Power Investment Corporation's (YPIC), Myanmar's Department of Hydropower Implementation | International Energy Cooperation and Development Company (YPIC) | [7 empty] | Projects named. MOA signed |  |  |  |  | On February 26, 2009, Yunnan Power Investment Corporation's (YPIC), International Energy Cooperation and Development Company and Myanmar Ministry of Electric Power No. (1)'s Department of Hydropower Implementation signed a memorandum of understanding for the joint development of Ngaw Chang Hka Hydropower Project. | FILE
2013-04-16 | Asia (SE) | Burma |  | Pashe | N'Mai River |  |  | 1600 | Large | [6 empty] | Proposed |  | China Power Investment Company |  |  |  | Yunnan Machinery Export Import Company
2013-04-16 | Asia (SE) | Burma | Shan | Paunglaung Dam | Sittang River | Hydropower |  | 280 | Large |  |  |  |  | Certain | Primary | Completed |  |  | Lower Paunglaung Dam, Yunnan Machinery Export Import Company, Sinohydro Bureau 14, Ningbo Huyong Electric Power Material Co., Kunming Hydroelectric Investigation Design & Research Institute | Sinohydro | 14, 1, 6 | Yunnan Machinery Export Import Company, Sinohydro | [10 empty] | Lower Paunglaung completed 2005. Lower Paunglaung Dam: "construction and investment support from Yunnan Machinery Export Import Company, Sinohydro Bureau 14, Ningbo Huyong Electric Power Material Co., and Kunming Hydroelectric Investigation Design & Research Institute"
2013-04-16 | Asia (SE) | Burma |  | Phizaw (may not be exact name) | N'Mai River | Hydropower |  | 1500 | Large |  |  |  |  | Uncertain |  | Proposed |  | China Power Investment Company |  |  |  | Yunnan Machinery Export Import Company
2012-10-26 | Asia (SE) | Burma | Arakan | Saingdin |  | Hydropower | 1 | 76.5 | [5 empty] | Certain |  | Proposed |  |  |  | Datang Shwetung Hydro |  | Datang Overseas Investment Co Ltd |  |  |  | 2015
2013-06-18 | Asia (SE) | Burma | Bago | Shwegyin/Kyauk Nagar Dam | Shwegyin River | Hydropower | 1 | 75 | Large | 56.5 |  |  | 878 | Certain | Primary | Completed |  | Burma |  | Gezhouba |  | HydroChina Zhongnan |  |  | 2007 | 2011 |  | Gezhouba was a general contractor - through competitive bidding. Hydrochina was the design subcontractor responsible for equipment and civil design of powerhouse | [5 empty] | FILE
2013-04-16 | Asia (SE) | Burma | upper Shan State, Namkhan | Shweli 1 | Shweli River | Hydropower |  | 600 | Large |  |  |  |  | Certain |  | Completed | 150 | Huaneng Lancang River Hydropower Company, Yunnan Joint Development Corporation [Yunnan Power Grid Corporation, Yunnan Machinery Export Import Company, Yunnan Huaneng Lancang River Hydropower Company] | Ministry of Electric Power | Sinohydro | 14 | Yunnan Machinery Export Import Company |  |  |  | 2008 |  |  |  | see below |  |  | see below
2013-04-16 | Asia (SE) | Burma | upper Shan State, Namkhan | Shweli 3 | Shweli River | Hydropower |  | 1050 | Large |  |  |  |  | Uncertain |  | Proposed |  |  |  | Colenco Power Engineering, Sinohydro | 14 | Yunnan Machinery Export Import Company | [5 empty] | Contract signed with swiss firm february 2010 |  | Construction of this project has impoverished 700 local Palaung farmers. Many villagers have had their land, livestock, and natural resources seized by Burmese soldiers. Local residents have also had their lands confiscated or destroyed without compensation for the construction of the dam, access roads, and transmission lines, and were forced to work for the project’s access roads for unfair pay or no pay at all. | 3,000 villager from Molo, Nayone, Naya, Mohkat and Nasot villages have been ordered to relocate to a location 30 miles away by 2013. |  | One dam in the cascade was authorized in 2006. The first turbine will generate electricity by end of 2008. The electricity will be exported to China and to factories and mining operations in Burma. | FILE
2013-04-16 | Asia (SE) | Burma | Taho-hkao | Tapar | Salween River, Thanlyin River | Hydropower |  | 1160 | Large |  |  |  |  | Uncertain |  | Proposed |  | Hanergy, Goldwater Investment Group | Hydropower Implementation Department (Burma) | [8 empty] | Under study but last report was dated 2007 | [5 empty] | Magee, D. and Kelley S. (2012) "Damming the Salween River."
2013-04-16 | Asia (SE) | Burma | Kachin | Tarpein 1 | Tarpein River (or Taping, Daying) |  |  | 240 | Large |  |  |  |  | Certain |  | Completed | 250 |  | Datang Group | Ministry of Electric Power No 1, conglomerate of Chinese companies, China Datang Corporation | 14 | Sinohydro |  |  |  |  | 2010-09-02 | Operation may have been suspended because of Kachin fighting. |  |  | Kachin Independence Organization (KIO) has been unhappy not consulted, occupied dam site and took payoff from builders |  | Sept 2, 2010, Datang put Tarpein into operation. Company plans to increase capacity to 400 MW in the future (probably refers to Tarpein 2). The nickel mining-smelting complex under construction by the PRC's Non-ferrous Metals Corporation at Tagaung hill farther down the Irrawaddy is almost certainly one of the beneficaries. Datang Group is the Owner of Dapein 1, with investment from China Power International Trade Company and Jiangxi Water Resources Planning and Design Institute. Sinohydro Bureau 14's website claims work on one of the two Tarpein River dams - unclear if its both | FILE
2013-04-16 | Asia (SE) | Burma | Kachin | Tarpein 2 | Tarpein River | Hydropower |  | 168 | Large | [6 empty] | Completed |  |  | Datang Group | Ministry of Electric Power No 1, conglomerate of Chinese companies, China Datang Corporation | 14 | Sinohydro | [8 empty] | Kachin Independence Organization (KIO) has been unhappy not consulted, occupied dam site and took payoff from builders |  | Datang Group is the Owner of Dapein 1, with investment from China Power International Trade Company and Jiangxi Water Resources Planning and Design Institute. Sinohydro Bureau 14's website claims work on one of the two Tarpein River dams - unclear if its both
2013-04-16 | Asia (SE) | Burma |  | Tasang Dam | Thanlwin (Salween River, Karen region) | Hydropower |  | 7100 | Large | 227.5 |  |  |  | certain |  | Under Construction | 9000 | Department of Hydropower Planning, MDX Group, China Gezhouba |  | China Southern Power Grid, Three Gorges Company, Sinohydro |  | China Southern Power Grid, Three Gorges Company, Sinohydro; EGAT, International Group of Entrepreneurs Co in Burma | Tasang Hydropower Company, Ltd |  | Inaugurated March 30, 2007 | 2022 |  |  |  | Annual electrical energy production capacity is 35,446,000,000 kwh. The Tasang Dam will flood scarce farmland and dense riverine forests. Decision-making processes for planning and implementation of cascade has been conducted in secrecy, with no participation from affected communities and no expected compensation. | 300000 |  | In 2006, intensification of military activity in areas nearby lower dam sites displaced thousands of people. Originally will begin to work in March 2008 and to be finished in 2022; March 2008 news that Thailand will move ahead with the project. 24 March 2010, the China's State Asset Supervision and Administration Commission website stated that a consortium of China Three Gorges Corp., Sinohydro Corp., and China Southern Power Grid would work on the project. China Gezhouba 51% stake, MDX 24% | FILE
2013-04-16 | Asia (SE) | Burma |  | Tha-htay Hydropower Station Project |  | Hydropower |  | 111 | Large | [6 empty] | Proposed | [5 empty] | Gezhouba | [5 empty] | 48 month construction period. Gezhouba to provide power units and metal structures.
2012-12-06 | Asia (SE) | Burma |  | Upper Paunglaung Dam | Paung Laung, tributary of Sittaung | Hydropower |  | 104 | Large | 99 |  | 61 |  | Certain | Primary | Completed |  | China Exim Bank | Ministry of Electric Power | Sinohydro | 14 | Yunnan Machinery Export Import Company, Malcom Dunstan Company |  |  | 2004 | 2012 |  |  |  |  | 8,000 people Local villages paid 50,00 kyat (US$62.34) per household for relocating and must locate new homes themselves. |  | Some allegations that local villages were forced to construct building and roads for the 606 Light Infantry Battalion - an army unit and pay 1,00 kyat in taxes (reporting by the Kayan human rights group)
2013-04-16 | Asia (SE) | Burma |  | Ye'new | Yenwe (Sittang River) | Hydropower |  | 25 | Medium | 76.5 |  |  |  | Certain | Primary | Completed |  |  |  | CITIC/CNEEC
2013-04-22 | Asia (SE) | Burma |  | Yeywa Dam | Dokhtawady River, Mandalay division, Central Burma, Kyaukse | Hydropower |  | 790 | Large | 137 |  |  | 2.6 | Certain | Primary | Completed | 600 | China Exim Bank ($200 million preferential interest rate loan), Citic; China Power Investment Co, Sinohydro | Ministry of Electric Power, China International Trust and Investment Co. (CITIC), Hydro Power Generating Enterprise | Sinohydro Bureau 1 | 1 | Central China Power Grid Co., CHMC, COLENCO, and State Grid Co., have provided support for the construction of transmission lines, China Gezhouba Group Co., China National Electric Equipment Co., Hunan Savoo Oversea Water & Electric Engineering Co., China National Heavy Machinery Co. (CHMC) and COLENCO. |  |  |  | 2011 | [6 empty] | MoUs signed; 5 contracts signed since 2004 Construction began in 2006. In late 2004, Burma’s Ministry of Electric Power signed a contract with a consortium created by the China International Trust and Investment Co. (CITIC) and Sinohydro Corporation for the implementation of the Yeywa Dam. EPC contract China EXIM Bank provided 90% of the funds for the project. | FILE
2013-04-16 | Asia (SE) | Burma | Kayah State | Ywathit Hydropower Project | Salween River | Hydropower |  | 4000 | Large | [6 empty] | Proposed |  |  | Datang (Yunnan) United Hydropower Developing Co, Shwetaung Hydro | [8 empty] | MOU signed 18 January 2011 |  |  |  |  | Details of project unclear. MOU was signed in January 2010 Info later emerged in a list of 31 hydropower projects in Myarnmar involving investment by foreign companies that were mentioned in a report by the hydoppower ministry published in NLM on March 10. Among the projects named was the "Ywathit hydropower project in Kayah State to generate 600 megawatts, the Namtabat hydropower project in Kayah State to generate 110 megawatts, the Nampun hydropower project in Kayah State to generate 130 megawatts." Names of the foreign firms were not given. 23 December (GM) Further research Burma Rivers networks confirms Datang as the builder. | "DATANG SIGNED UP FOR A HYDROPOWER DAM ON THE SALWEEN," Courier Information Services: July 15, 2010
2013-04-16 | Asia (SE) | Burma |  | Shweli 2 | Shweli River | Hydropower |  | 520 | Large | [6 empty] | Proposed | 150 | Huaneng Lancang River Hydropower Company |  | Sinohydro | 15 | Yunnan Machinery Export Import Company
2013-04-16 | Asia (SE) | Burma |  | Weigyi | Salween River | Hydropower |  | 4540 | Large |  |  | 640-1000 |  | Certain |  | Suspended | 6000 | [12 empty] | Located in the Salween Wildlife Sanctuary on the Thai side, with the access road cutting through the adjacent Salween National Park. | Will force relocation of 1000 Yintalai ethnic minority people, all the remaining Yintalai. Displace up to 30,250 |  | YMEC had signed a BOT contract on 30 December 2006. Also see below. Currently shelved; Reporting from the SAC website that China Southern Power Grid, Three Gorges Water Group Corporation - signed an MOU between Myanmar, Bangladesh give China 30 months to complete a project feasibility study - of which 56% of the three projects would be held by Chinese (annoucement dated 6 December 2010) | Magee, D. and Kelley S. (2012) "Damming the Salween River."
2013-06-18 | Asia (SE) | Cambodia | Kampot | Kamchay Dam | Kamchay River | Hydropower |  | 193 | Large | 112 |  |  |  | Certain | Primary, Secondary | Completed | 310.5 | China Exim Bank | Sinohydro | Sinohydro |  |  | Sinohydro |  | 2008 | 2011 | 2011-12-06 | 40 year concession. Basic power sales tariff of $80.1/MWh. | Final EIA received by NGO Forum Cambodia in early September 2011. | The Kamchay Dam is located within Bokor National Park and will flood two thousand hectares of protected forest. This area is also an important source of NonTimber Forest Products to local residents, for many of whom it is an important source of income. As of September, Ke Cao had reported that people were still unhappy with the company. | People who had been affectde by blasting from rock queries had been given compensation and were satisfied with this. There was some delay in this process which was reported in the media. |  | 1st power plant to come online October, 2009; Expected completion at 2010. China Exim Bank - $280 million loan received by Sinohydro, which has a 44-year contract to operate & will charge 8 US cents per kilowatt. BOT contract
2013-04-19 | Asia (SE) | Cambodia | Koh Kong | Kirirom III | Prek Kampong Som River | Hydropower |  | 18 | Medium |  |  |  |  | Certain | Secondary | Completed | 47 |  |  | China Electric Power Technology Import and Export Corporation |  |  | China Electric Power Technology Import and Export Corporation |  | 2009 | 2012 |  | 30 year concession contract. Base power sales tariff of $79.1/MWh |  |  |  |  | Agreement signed between builder and Cambodian Minister of Economics and Finance Keat Chhun, Cambodian Minister of Mines and Energy Suy Sem etc on 5 February 2008; project to be completed in three years, State Grid Subsidary will build and operate the dam | FILE
2013-04-19 | Asia (SE) | Cambodia | Koh Kong | Lower Stung Russey Chrum Hydropower Dam | Strung Russey Chrum River, located downstream area of Stung Atay Dam | Hydropower |  | 338 | Large |  |  |  |  | Certain | Primary | Under Construction | 558 | China Exim Bank | Huadian, China Huadian Lower Strung Russei Chrum Hydroelectric Project (Cambodia) Co Ltd |  | 15 | Sinohydro |  | INFINITY Insurance, People’s Insurance Company of China | 2010 | 2015 |  | Agreement signed January 2010. he base power sales tariff in the 30-year power purchase agreement with EDC was set at $73.5/MWh. The cost of the project is estimated at $558 million. The China Export-Import Bank agreed to extend $412 million of concessional financing in 2009. | Legal advisors - Herbert Smith (Singapore). Applying for CDM credits. | A Cambodian Government report identified that this project would have unspecified serious environmental impacts. |  | (Steung Russei Chrum Kraon), 额勒赛项目 | Planned to be complete in 2014. Report in Phnom Penh Post of a river closure ceremony on 28 December 2010. It seems that Huadian is investing US$ 500 million into the dam. The project structure is a 25 year BOT with the local government. It is estimated to generate about 1.02 billion kwh per year. The plant began construction in April 2010. Has applied for CDM credits.
2013-04-16 | Asia (SE) | Cambodia |  | Sambor hydropower project | Mekong River | Hydropower |  | 7110 | Large | [6 empty] | Proposed |  |  | China Guodian | China Guodian | [9 empty] | This dam would have massive implications for the river's commerical fisheries, as well as endangered species such as the Irrawaddy Dolphin. Sambor would block upstream and downstream fish migration as far upstream as Pakse (southern Laos) and Cambodia’s Tonle-Sap (Great Lake) fishery. The dam threatens the 100 Pillar Preah Vihear Thom Pagoda, a renowned Cambodian cultural site. | 5120 | 柬埔寨 | Reporting from June 2012 suggest that the supplementary feasibililty study has been approved. China Guodian has signed an MOU with the Cambodian Government for development rights to Sambor (annoucement on Guodian website on 9 November 2010). China's Country Report, prepared for the GMS Summit. China and Cambodia officially signed The Memorandum of Understanding on China Southern Power Grid's Undertaking Feasibility Research for Sambor (With a planned installation capacity of 3000MW) and Stungcheayareng (With a planned installation capacity of 26MW) Hydropower Projects in the Kingdom of Cambodia. Feasibility study: CSG is yet to conduct a detailed evaluation of the environmental and social impacts of Sambor.
2013-04-16 | Asia (SE) | Cambodia | Stung Treng | Srepok 3 Hydropower Project | Srepok River | Hydropower |  | 300 | Large | [6 empty] | Proposed |  |  | Royal Group of Companies, Huadian/Huaneng Lancang River Hydropower | [8 empty] | 30 year concession to operate the dams. Projects included in agreements signed in April 2012. Cambodian conglomerate Royal Group of Companies and China’s Huaneng Lancang River Hydropower will build two hydropower dams in Stung Treng province, according to a statement from the Cambodian government.The companies will hold a 30-year concession to operate the 400-megawatt dams, which were expected to be complete within five years, the statement said. |  | a tributary of the Mekong River in Cambodia's Ratanakiri Province |  | 斯雷博水电站 | MoU Signed for feasibility study; will begin preliminary work, including the commissioned feasibility study on design, review of the project feasibility, etc. Guangxi Guiguan Electric Power is currently owned by China Datang Group
2013-04-19 | Asia (SE) | Cambodia | Stung Treng | Srepok 4 Hydropower Project | Srepok River | Hydropower |  | 220 | Large | [6 empty] | Proposed |  |  | Royal Group of Companies, Huadian/Huaneng Lancang River Hydropower |  |  | Guangxi Guiguan Electric Power | [5 empty] | 30 year concession to operate the dam. Projects included in April 2012 trade agreements signed. Cambodian conglomerate Royal Group of Companies and China’s Huaneng Lancang River Hydropower will build two hydropower dams in Stung Treng province, according to a statement from the Cambodian government. The companies will hold a 30-year concession to operate the 400-megawatt dams, which were expected to be complete within five years, the statement said. |  | a tributary of the Mekong River in Cambodia's Ratanakiri Province |  |  | Huadian and MIME completed MoU signing ceremony on 9th November 2010 for feasibility study; will begin preliminary work, including the commissioned feasibility study on design, review of the project feasibility, etc. Guangxi Guiguan Electric Power is currently owned by China Datang Group | FILE
2013-04-19 | Asia (SE) | Cambodia | Pursat | Stung Atay Dam | Atay River | Hydropower |  | 120 | Large |  |  |  |  | Certain | Primary | Under Construction | 225 |  |  | Cambodia Hydropower Development Co Ltd (subsidary of Datang) |  | Gezhouba |  |  |  | 2015 |  | The power purchase agreement signed with EDC includes a power sales tariff of $71.4/MWh. |  |  |  | 斯登沃代
2013-04-16 | Asia (SE) | Cambodia | Koh Kong | Stung Cheay Areng | Stung Cheay Areng | Hydropower |  | 108 | Large |  |  |  |  | Uncertain | Secondary | Proposed | $327 mln | Guodian ($320 million) | Guodian | [8 empty] | MOU enabled Huadian and Guodian to conduct feasibility studies, Feasibility studies were approved in November 2011. |  | Project would extend into the Central Cardamom Protected Forest. It would inundate the habitat of 31 endangered fauna species, including the world’s most important breeding site for the endangered Siamese Crocodile. It would also threaten the wet-season wild-capture fisheries. The reservoir will flood between 1,500 and 2,000 hectare (ha) of indigenous land belonging to these villages. Downstream of the proposed dam location, the river’s flow regime presently seasonally inundates 600 ha of rice paddy belonging to 500 families in Trapeang Rung village, and flushes out saline water entering the river in the dry season thus ensuring the viability of approximately 1,500 ha of rice paddy in the coastal zone upon which at least 1,800 people depend. The reservoir will flood 500 ha of sacred forest. | 1500 | 柴阿润水电站 | Feasibility study: CSG is yet to conduct a detailed evaluation of the environmental and social impacts of Sambor; China Guodian has signed an MOU with the Cambodian Government for development rights to Sambor (annoucement on Guodian website on 9 November 2010). China's Country Report, prepared for the GMS Summit: China and Cambodia officially signed The Memorandum of Understanding on China Southern Power Grid's Undertaking Feasibility Research for Sambor (With a planned installation capacity of 3000MW) and Stungcheayareng (With a planned installation capacity of 26MW) Hydropower Projects in the Kingdom of Cambodia.
2013-04-19 | Asia (SE) | Cambodia | Koh Kong | Stung Tatay hydropower project |  | Hydropower |  | 246 | Large |  |  |  |  | Certain | Primary | Under Construction | 540 | China Exim Bank | Cambodian Tatay Hydropower Limited |  |  | Gezhouba |  | China Export Credit Insurer | 2010 | 2015 |  | The Cambodian Tatay Hydropower Company is owned by the Beijing Sanlian International Investment Company. Beijing Sanlian includes the state-linked China National Heavy Machinery Corporation and China Hydropower Engineering Consulting Company. Gezhouba contract value was $275 in Feb 2010. Projected annual average output of 850 GWh from the three-set project will be sold into the Phnom Penh and Battambang grids with the base power tariff in the 37-year power purchase agreement being set at $74.5/MWh. | Requesting registration for CDM credits, Board date 30 January |  |  |  | Gezhouba won bid in June 2010. November 5 2010, Gezhouba news article reports EXIM bank study of construction site | https://cdm.unfccc.int/Projects/DB/BVQI1355457198.66/view
2013-05-10 | Asia (SE) | Cambodia | Stung Treng | Lower Sesan 2 | Se San River | Hydropower |  | 400 | Large |  |  |  |  | Certain | Primary | Proposed | 781 |  | Hydrolancang International, Royal Group | [8 empty] | But in late February the government guarantee and implementation agreement for the project went to a consortium including Royal and Hydrolancang, who are to build the plant over a five-year period and operate it for 40 years on a BOT basis. |  |  |  | 塞桑河下游2号 | Annual average output projected at 1.91 TWh and the estimated unit cost of production put at $69.5/MWh.
2013-06-18 | Africa | Cameroon |  | Memve'ele hydropower station | Ntem river | Hydropower | 1 | 201 | Large | 20 |  |  | 19 | Certain | Primary | Under Construction | 717 | AfDB; Development Bank of Central African States; Dutch Development Bank; Arab Development Bank and Multilateral Investment Guarantee Agency; China Exim Bank ($542 million) | Ministry of Power & Water Resources of Cameroon | Sinohydro |  |  |  |  | 2012-06-01 | 2016 |  | Contract signed in April 2012. |  |  |  |  | Sinohydro has reached a preliminary agreement to take over the 200 Megawatt Memve'ele hydropower station. Financing was still to be secured in April 2011 even though construction has begun Sinohydro contract value is $637 million (EPC contract( | FILE
2013-04-16 | Africa | Cameroon |  | Mekin hydroelectric project | Dja and Mekin Rivers | Hydropower |  | 12 | Medium | [6 empty] | Proposed |  | China Exim Bank | [6 empty] | 2013 |  |  | EPC contract - contract signed May 2010; loan agreement is currently beging negotiated (August 2011) Early road construction and project preparation has begun. |  |  |  | 维莱水电 | Chinese Ambassador to Cameroon, Huang Changquing signed contract early January, 2010. China Exim Bank: FCFA 21.9 billion/85% total cost | allafrica.com; 8 January 2010
2013-04-16 | Africa | Cameroon |  | Lom Panger Dam | Sanga | Hydropower | 1 | 30 | Medium |  |  |  | 6000 |  |  | Proposed | 198 | World Bank, French Development Agency, European Investment Bank |  | China International Water and Electric Corporation |  |  | Electricity Development Corporation | [9 empty] | World Bank to provide $100 million | FILE
2013-06-18 | Africa | Central African Republic |  | Boali 3 Hydropower Project |  |  |  | 10 | [5 empty] | Uncertain |  | Proposed |  |  |  | Sinohydro | 14 | China International Water and Electric Corporation | [10 empty] | Feb 2, 2010 agreement signed by Ambass. Shi Gu. Aid Data entry states - In 2007, Zhejiang Electric Power Construction Co. submitted a $117 million bid to the Central African Republic for the construction of the Boali No.3 hydro-electric dam. The installed capacity would be 9.6 mW with a guaranteed annual output of 40 gW. In February 2010, the two governments exchanged letters promising Chinese assistance in the dam project. In August 2010, a delegation from the Central African Republic visited Beijing and applied for a concessional loan from the Export-Import Bank of China, however, there is no information on whether they received that loan. Construction was expected to start in 2011. It appears that Zhejiang Electric Power Construction Co., Ltd. was to carry out the project, but its present status is unknown. | FILE
2013-06-21 | Latin America | Colombia |  |  | Magdalena River | Hydropower | Mulitple | [6 empty] | Certain |  | Proposed | [5 empty] | HydroChina |  |  | 2011 | 2013 |  | Feasibility study to come up with development plans on navigation, power generation and flood prevention. Cormagdalena is also expected to publish the draft tender rules on September 2, 2013, for an improved navigation project. |  |  |  |  | FILE
2013-04-16 | Africa | Congo, Democratic Republic of |  | Semliki | Semliki River | Hydropower | 1 | 70 | Large |  |  |  |  | Certain |  | Proposed |  | China Exim Bank |  | Sinohydro | [7 empty] | MOU signed November 3, 2011 | [5 empty] | FILE
2013-04-16 | Africa | Congo, Democratic Republic of |  | Ivugha | Mususa River | Hydropower | 1 | 5 | Small |  |  |  |  | Certain |  | Proposed |  | China Exim Bank |  | Sinohydro | [7 empty] | MOU signed November 3, 2011 | [5 empty] | FILE
2013-04-16 | Africa | Congo, Democratic Republic of |  | Busuanga Station |  | Hydropower |  | 240 | Large |  |  |  |  | Certain |  | Proposed | 660 | China | Beijing China Mining Company Ltd; Xingliang Mining Corporation | Sinohydro | 4 |  | Sinohydro (BOT contract) | [9 empty] | Southern Katanga Province, Part of a package of works to go within mining activities. Sinohydro did the project feasibility studies and preparatory work. Sinohydro has a BOT contract | Reported by MOFCOM in Feb 2011; Reporting on Sinohydro's website.
2013-04-16 | Africa | Congo, Democratic Republic of | Ngabé | Imboulou | Lefini River, tributary to Nile | Hydropower | 1 | 120 | Large |  |  |  |  | Certain |  | Completed | 370 | China Exim Bank | [7 empty] | 2011 | [6 empty] | China financed 85 per cent of the cost, remainder coming from Congo | FILE
2013-04-22 | Africa | Congo, Democratic Republic of |  | Zongo II Dam | Inkisi River | Hydropower |  | 257 | Large |  |  |  |  | Certain | Primary | Proposed | 376 | Exim Bank | Ministry of Energy | Sinohydro |  |  |  |  | 2011 | 2015 |  | MOU signed 29 January 2011 |  |  |  |  | In April 2009, the government signed an MoU with Chinese construction company, Sinohydro, to build the dam - contract value $397 million. | FILE
2013-06-21 | Latin America | Costa Rica | Siquirres, Limon | Reventazón (Guayabo) project | Reventazón River | Hydropower |  | 305.5 | Large | 130 |  | 8 | 129 |  |  | Proposed | 1100 | Inter-American Development Bank (IDB), European Investment Bank Costa Rican Government | Instituto Constariceense de Electricdad |  |  | Sinohydro |  |  |  | 2016 |  | Sinohydro and Electrobras have both submittted proposals for the proposed project. Review in June 2011. As of July 2012, The estimated total cost of the project is now US$ 291.7 million. IDB is expected to finance US$ 250 million through an Ordinary Capital Fund. Original cost estimate was 175 million. Media reports dated in early august suggest that the Chinese will win the bid | Possible IFC involvement? Disclosed at Board meeting on July 30 2012. | Draft EIA released via IFC disclosure mechanism. |  |  | Financing - $800 million from IAD and EIB; remaining $300-400 million from Sinohydro if it wins the bid (possibly to come from China EXIM bank). February 2013, the Instituto Costarricense de Electricidad is putting out to tender the purchase of transformers for the Reventazon Hydroelectric Project. | http://www.pennenergy.com/articles/hydro/2013/06/costa-rica-seeks-hydro-consultant-panel-electro-mechanical-equipment-for-305-5-mw-reventazon-hydro-project.html?utm_source=feedburner&utm_medium=feed&utm_campaign=Feed%3A+renewables-news+%28PPG+-+Renewables+News%29
2013-06-19 | Latin America | Costa Rica |  | Chucas Hydroelectric Project |  | Hydropower |  | 52 | Large | [6 empty] | Under Construction |  |  |  | ENEL | 11 | Sinohydro |  |  | 2011 | [6 empty] | 楚卡斯 | Sinohydro's contract is valued at $92,360,000. It is the first contract that Sinohydro has won on a competitive basis in Latin America. (楚卡斯水电站项目位于哥斯达黎加首都圣何塞以南40公里的塔古拉斯河上，项目业主为意大利电力公司艾奈（ENEL）) | FILE
2013-04-16 | Latin America | Ecuador |  | El Reventador Hydroelectric project | Quijos-Coca River | Hydropower |  | 520 | Large | [6 empty] | Proposed | 2690 | China Exim Bank |  | CMEC/TGC, Sinohydro | [12 empty] | Agreements signed in June 2004. Chinese construction consortium - CMEC and Sinohydro. | FILE
2013-06-21 | Latin America | Ecuador | Napo and Sucumbios | Coca Codo Sinclair | Amazon Basin, Coca River | Hydropower |  | 1500 | Large | [6 empty] | Under Construction | 2000 | China Exim Bank, Ecuador | Sinohydro | Sinohydro | 14 |  |  |  |  | 2015 |  | Began assembly of the first of eight turbo generators during week of June 18, 2013. Involves 4947 workers. |  | Generating capacity is likely overstated; will flood biorich region. Also likely to apply for CDM (carbon) credits. Save America's Forests said that the dam will likely dry up San Rafael Waterfall, the tallest waterfall in Ecuador |  |  | The Export-Import Bank of China will finance the project through a $1.7 billion 15-year loan - terms are probably repayment in the form of buyers credit or revenue from oil sales. The remaining costs will be funded by Ecuador. Chinese contractors to supply machinery. Chinese contract value for EPC is $1,970 million. | http://www.sectoresestrategicos.gob.ec/avanza-construccion-del-proyecto-coca-codo-sinclair/
2013-05-10 | Latin America | Ecuador | Pichincha province | Toachi-Pilaton Hydropower Project | Toachi, Pilaton Rivers | Hydropower |  | 246 | Large | [6 empty] | Under Construction | 270 |  | Hidropaute | China International Water and Electric Corporation |  |  |  |  | 2011-05-01 | 2015 | [6 empty] | Funded by Ecuadorian Government, construction will take 44 months. | FILE
2013-04-16 | Latin America | Ecuador |  | Mians Jobones | Amazon Basin | Hydropower |  | 335 | Large | [6 empty] | Proposed | 552 | Bank of China; Inter-American Development Bank. CAF (Andean Development Corporation) and the Ecuador government | [14 empty] | Proposed, but not yet approved. Paid by Social Security fund that is fed by block 15 oil revenues - generating US$50mn a month. | FILE
2013-04-16 | Latin America | Ecuador |  | Ocana | Amazon Basin | Hydropower |  | 26 | Medium | [6 empty] | Proposed | 36.7 | Bank of China; Inter-American Development Bank. CAF (Andean Development Corporation) and the Ecuador government | [14 empty] | Paid by Social Security fund that is fed by block 15 oil revenues - generating US$50mn a month.
2013-05-10 | Latin America | Ecuador | Azuay and Morona Santiago provinces | Sopladora | Paute River | Hydropower |  | 487 | Large | [6 empty] | Proposed | 672 | China Exim Bank; Inter-American Development Bank. CAF (Andean Development Corporation) and the Ecuador government |  | Gezhouba |  |  | Hidropaute |  | 2011-08-01 | 2015 |  |  | The government of Ecuador has secured a credit facility of $312.5m from the Export-Import Bank of China for its Minas-San Francisco hydroelectric project. | Sopladora, of 487 MW, will be part of the Paute hydroelectric complex, along with the 1,100 MW Paute and the 160 MW Mazar plants. Accordint to Gezhouba 85% of the financing came from China EXIM Bank. In addition, Ecuador wants to negotiate financing from Bank of China (SHA:601988) and China Develoment Bank for an additional 15 power projects, including hydroelectric plants in the Guayas river basin, thermoelectric and wind power plants, |  |  | China Exim Bank will lend 578 Million, agreement will be signed in August 2011, the fund will cover 85% of the construction.The loan terms are 15 years, with interest rate of 6.35% and with a four year grace period coinciding with the construction period. Paid by Social Security fund that is fed by block 15 oil revenues - generating US$50mn a month. | http://hydro.energy-business-review.com/news/ecuador-secures-312m-funds-from-export-import-bank-of-china-120413
2013-06-21 | Latin America | Ecuador | Azuay and El Oro | Minas-San Francisco |  | Hydropower |  | 270 | Large |  |  |  |  | Certain |  | Proposed | 477 | China Exim Bank; Ecuador |  | China Harbin Electric International Co Ltd |  | Acero de los Andes |  |  |  | 2015 |  | Contract signed January 2012. Harbin Electric International has signed an agreement with Acero de los Andes that would supply it with steel pipes for the hydroelectric utility Minas San Francisco. Acero plans to deliver within 300 days some 2,500 m tons of pipes under the US$6mil contract adding to the expected US$12mil - US$14mil turnover in 2013. |  |  |  |  | The China Development Bank has signed a US$2 billion credit with Ecuador’s government to support irrigation and hydro projects. The eight-year loan will have a 6.9% interest rate and two-year grace period. Of the total, US$680 million will be used for four projects, including 22.3 MW Mazar-Dudas, Minas-San Francisco, 50 MW Quijos and 15 MW Villonaco, state news agency El Ciudadano reports. Additional funds will be used for irrigation projects along rivers Chongon, Bulu Bulu and Canar, and another in San Vicente, Manabi province. | FILE
2013-06-21 | Latin America | Ecuador | Zamora | Delsitanisagua |  | Hydropower |  | 115 | Large |  |  |  |  | Certain | Primary | Under Construction | 210 | China Development Bank | Celec | Hydrochina |  | Asociación Artelia Ville Et Transport-Geodata-Adeplan-Ingeconsult |  |  | 2011 | 2015 |  |  | Environmental approvals June 2012 - environmental license issued |  |  |  |  | FILE
2013-04-16 | Latin America | Ecuador | Canar | Mazar Dudas |  | Hydropower |  | 22.3 | Medium | [5 empty] | Secondary | Completed |  | China Development Bank |  |  |  | China National Electric Equipment Corporation | [6 empty] | Come to operate in the next 3-5 years; cost estimated $129 million for Quijos and Mazar Dudas projects |  |  |  | The China Development Bank has signed a US$2 billion credit with EcuadorÕs government to support irrigation and hydro projects. The eight-year loan will have a 6.9% interest rate and two-year grace period. Of the total, US$680 million will be used for four projects, including 22.3 MW Mazar-Dudas, Minas-San Francisco, 50 MW Quijos and 15 MW Villonaco, state news agency El Ciudadano reports. Additional funds will be used for irrigation projects along rivers Chongon, Bulu Bulu and Canar, and another in San Vicente, Manabi province. | FILE
2013-04-16 | Latin America | Ecuador | Napo | Quijoas Hydroelectric Project |  | Hydropower |  | 50 | Large |  |  |  |  | Uncertain |  | Proposed |  | China Development Bank |  |  |  | China National Electric Equipment Corporation | [6 empty] | Come to operate in the next 3-5 years; cost estimated $129 million for Quijos and Mazar Dudas projects |  |  |  |  | FILE
2013-04-22 | Africa | Equatorial Guinea |  | Djiploho / Djibloho | Wele River | Hydropower |  | 120 | Large | 22 |  |  |  | Certain |  | Completed | 257 | China Exim Bank | Ministry of Mine, Industry and Energy | Sinohydro |  |  |  | No Sinosure insurance | 2007 | 2011 | 2011-10-01 | EPC period - 48 months (contract value 257million) |  |  |  |  | Contract signed in March 2007; scheduled to be completed by 2011. $1 billion from China Exim dam will supply most of the investment (representing 85% of EPC contract); Financing of the dam is tied to $9.2 million in aid in return for oil - escrow account with China Exim bank which recieves oil trade revenue; debt relief of $4 million | http://www.modernghana.com/news/176301/1/mou-signed-on-4-hydro-projects.html; Sinohydro communication 07/09
2012-01-12 | Africa | Equatorial Guinea |  |  |  | Water supply |  |  | Large |  |  |  |  | Uncertain |  | Proposed | 236 | Water storage |  |  |  | Sinohydro | [5 empty] | MOU Signed October 2011 - 48 months to build | EPC Contract |  |  |  |  | FILE
2013-04-16 | Africa | Ethiopia |  | Genale Dawa III |  | Hydropower |  | 254 | Large | 110 |  |  |  |  | Secondary | Under Construction | 408 |  | EEPco | Gezhouba |  |  |  |  | 2012 | [7 empty] | Construction expected to be completed by 2015 - rockfill dam | FILE
2013-04-16 | Africa | Ethiopia |  | Gilgel Gibe IV | Tributary of the Omo River | Hydropower |  | 1870-2000 | Large | [6 empty] | Proposed | 1750 | AfDB | EEPA | Sinohydro | [9 empty] | Likely to be similar as Gibe III |  |  | With possible Chinese financial assistance | FILE
2013-04-16 | Africa | Ethiopia | Addis Ababa | Amerti-Neshi River Hydroelectric Power Project | Neshi River | Mutlipurpose | 1 | 97 | Large |  |  |  |  | Certain |  | Completed | 142 | China Exim Bank Ethiopian Electric Power Corporation | Ethiopian Electric Power Corporation | Enka (Turkey), Salini (Italy) |  | Gezhouba |  |  | 2007-09-01 | 2011 | [6 empty] | Of the total cost of the project, 85pc of the funding was obtained in a loan from the Chinese Export-Import (Ex-Im) Bank, while the remaining 15pc was covered by the Ethiopian government, according to Addis Tadele, public relations head of the Ethiopian Electric Power Corp (EEPC0) | FILE
2013-04-16 | Africa | Ethiopia |  | Halele Werabesa Dam | Halele Werabesa River | Hydropower |  | 422 | Large |  |  |  |  | Certain | Secondary | Under Construction | 680 | China |  | Sinohydro | 11 |  |  |  |  | 2014 | [6 empty] | In July 2009, the Ethiopian Government and Sinohydro signed a MoU for the dam. The project anticipates 85% financing from Chinese funders. | FILE
2013-04-16 | Africa | Ethiopia |  | Project X | Abay River | Hydropower |  | 6000 | Large |  |  |  |  | Uncertain |  | Proposed |  |  | EEPco | Salini Costruttori |  | Chinese contractor for electro-mechanical section could be given to a Chinese company, | [7 empty] | The dam is in a gorge and the reservior would have less impact on surrounding communities. |  |  | As of Feb 2011, Salini had moved in heavy equipment and started building personell housing. Project X will be the foundation of a three-dam project to be launched in 2011 and is part of a plan to build generation capacity to 10,000 MW | FILE
2013-04-22 | Africa | Ethiopia | Tigray, Northern Ethiopia | Tekeze Hydroelectric Dam | Nile River ( Upper Stream of Tekezé River?) | Hydropower |  | 300 | Large | 188 |  |  | 9 | Certain | Primary | Completed | 350 | Ethiopian Government (China Exim Bank?) | Ethiopian Electric Power Corporation | Sinohydro, Gezhouba |  |  |  |  | 1999 | 2009 | 2009 |  |  | Altering a remote area at tail end of Africa's deepest canyon. Siltation will reduce capacity of dam, meaning less irrigation and economic growth. Massive landslides occurred in April near dam site. Developers spent additoinal $42 million on retaining walls. Dam's power will go mainly to cities or sold to neighbors of more developed industrial economies. |  |  | Construction underway (27 August 2007) and expected that one of the four turbines will be operational by end of 2008. Later report: Landslides in 2008 have caused delay of project coming online until August 2009. China Exim Bank providiing $30 million loan. Chinese and Ethiopian joint venture company by Sinoydro (49%); China Gezhouba Water and Power Group Ltd (30%); Sur Construction (21%). | http://eng.sinohydro.com/index.php?m=content&c=index&a=show&catid=42&id=99
2013-04-18 | Africa | Ethiopia |  | Chemoga Yeda | Tributary of the Blue Nile, near Debre Markos | Hydropower | 5 | 278 | Large | [6 empty] | Proposed | 555 | China Exim Bank | EEPco | Sinohydro | [7 empty] | Reported delay due to lobbying of China EXIM bank by downstream Nile countries |  |  |  |  | Financial stage Chemoga Yeda I is 162 MW and Chemoga Yeda II is 118 MW | FILE
2013-04-16 | Africa | Ethiopia |  | Gilgel Gibe III | Omo River | Hydropower |  | 1870 | Large | 243 |  |  | 14 |  |  | Under construction | 1700 | ICBC Bank | EEPco | Salini Costruttori |  | Dongfang Electric Corporation, Sinohydro | Ethiopian government |  |  | Expected 2013 |  | The project was delayed because of the reluctance of international financiers on the project. The project is going to be 60% finished by 2011 budgeted year. Last year, Sinohydro Bureau 8 won the contract of Gibe III mechanical and electrical equipment installation. June 15 2012, Dongfang awarded contract to provide steel liner. It is unclear if this is the second or third contract it has with Gibe 3. Dongfang has 3 contracts in Ethiopia all up. |  | The dam will cause ecological and social destruction which will quickly unravel the fragile region’s food security and local economy, affecting a half million downstream inhabitants. The lack of democratic space in Ethiopia prevents project affected people, local NGOs and academics to openly express criticisms against the Gibe 3 project, in fear of government-sanctioned retaliation. | The reservoir will displace the land and resources of 3,400 additional people and drown several sacred sites. The impacts to the fishing industry will affect food security and local economy for 300,000 Kenyans. |  | Under construction. In May 2010, Ethiopia and China signed an agreement toward a $495 million loan with 85% coming from Chinese state-owned Industrial and Commercial Bank of China (ICBC) for hydro-mechanical and electro-mechanical project sub-contract to be carried out by the Chinese Dongfang Electric Corporation. An assessment study was paid for by EEPCo and Salini; Dongfang | File
2012-08-16 | Pacific | Fiji |  | Qaliwana Hydro Project |  | Hydropower | [7 empty] | Uncertain |  | Proposed | 60 |  | Fiji Electric Authority | Sinohydro | [12 empty] | Dam projected expected to be finalized by December; with EOI expected 2nd quarter of 2011 - Sinohydro indicated their interest: Fiji Times reported in March 2, 2011 - "Meanwhile, the current contractor for the Nadarivatu Hydro Project, Sinohydro Corporation Limited is interested in other projects in the country. Project manager Hu Zhan Jun believed the country had a huge potential in having more hydro projects. "In my professional experience, I can see that this country has a lot of potential and of course we want to see other projects we can do," Mr. Hu said." | FILE
2011-12-20 | Pacific | Fiji |  | Wailoa | Wailoa | Hydropower | 2 | [6 empty] | Uncertain |  | Proposed |  |  | Fiji Electric Authority | Sinohydro |  |  |  |  | 2012 | 2014 | [6 empty] | Dam projected expected to be finalized by December; with EOI expected 2nd quarter of 2011 - Sinohydro indicated their interest Fiji news reported a dam extension projecton Wainisavulevu Weir by 8 m so that during heavy rain more water could go into Wailoa Powr Station to produce more energy. | FILE
2013-04-16 | Pacific | Fiji |  | Nadarivatu Dam | Ba River | Hydropower | 1 | 44 | Medium |  |  |  |  | Certain |  | Completed | 150 | China Development Bank | Fiji Electric Authority | Sinohydro |  |  | Sinohydro |  |  | 2012-09-01 | 2011-12-01 | Originally scheduled for completion at the end of 2011 |  | OH&S issues; treatment of local workers | Compensation for affected land owners $50,000 |  |  | FILE
2013-04-22 | Africa | Gabon |  | "Grand" Poubara Power Station | Ogooue River | Hydropower |  | 160 | Large | 37 |  |  |  | Certain | Primary | Under Construction | 375 | China Exim Bank Gabon Government | Ministry of Mining, Energy, Oil and Water Resources | Sinohydro | 14 |  |  | Sovereign Guarantee | 2008-11-01 | 2013 |  | EPC Contract Period 48 Months 160 MW initally, then 280 MW later |  | Sinohydro website states: "both sides indicated that they would take positive measures to promote the construction of the Bubaha Power Station soon. Bubaha Power Station locates in the Ogooue River in Ogooue Province in Gabon. This is a diversion type water power station, which is planned to install equipment of 320,000 kilowatts. After construction the dam can form a reservior with capacity of 2.1 billion cubic meters and supply electricity to capital Libreville and 9 provinces and area" (21.05.2007); Reuters: the dam is linked to a "$3 billion Chinese-led project to mine iron ore at Belinga, which is a key plank in government efforts to wean Gabon's middle-income economy away from dependence on declining oil production." The project will drown Poubara Falls. |  |  | Deal signed in January 2008. 5% from Gabon Government 90% provided by China of which $300 was buyers credit +$70 million concessional loan $398 million (EPC contract value) | FILE
2013-04-18 | Africa | Gabon | Ivindo National Park, Gabon | Belinga Dam | Kongou Falls | Hydropower |  |  | Large | [6 empty] | Suspended | 754 | China Exim Bank, Bank of China |  | China National Machinery and Equipment Import and Export Corporation | [9 empty] | China would be the sole client of the project.CMEC negotiated a 25-year tax holiday for the company even though the mine is projected to be profitable within 8-10 years. CMEC, and the Belinga project in particular, appears to be in violation of China Exim's environmental policy. Decision on dam location appears to have been made before an environmental impact assessment of construction was undertaken, as required by law. The statement further calls on the Ministry of Mines to make public the feasibility study which indicates that about 30,000 jobs stand to be created, and to make clear how many of those jobs will go to local people. | Concerns about oil deals and corruption, claims by various reports that Gabon oil deals have traditionally not benefited citizens as they should. Other points raised in the September statement include concerns about how the contract for the Bélinga project has yet to be made available for public consideration. Government has also cracked down on dissenting NGOs, including suspending the legal operations of civil society groups, imposing travel bans of key activists and detaining individuals who raise concerns about government corruption in the project. |  | Part of Iron ore reserve mine, along with 560 km of railways and ports. First expected shipment of iron ore to China in 2010. Early line of credit provided by Bank of China in 2002.Conservation groups fear the construction of a dam at Kongou, located in the Ivindo National Park, could have a negative effect on this forest environment. 'The concerns of the conservation groups were laid out in a document presented to President Omar Bongo towards the end of September under the auspices of a coalition called Environnement Gabon (Environment Gabon). The groups question why a decision on dam location appears to have been made before an environmental impact assessment of construction was undertaken, as required by law. The statement further calls on the Ministry of Mines to make public the feasibility study which indicates that about 30,000 jobs stand to be created. Of these jobs, it asks, "how many are reserved for the Gabonese, when we know the natural tendency for Chinese firms...to bring in, extensively, workers from their country...?" ' (http://www.afrika.no/Detailed/15379.html) | FILE
2013-06-18 | Europe | Georgia |  | Khadori Hydroelectric Power Plant | Pankasi River | Hydropower |  | 24 | Medium | [6 empty] | Completed | 33 | State Grid | [7 empty] | 2006 |  | It started in 2000 and it is a BOO (Build, Own, Operate) project - whilst the date of commissioning was November 20, 2004. The company invested a total of 34 million USD and it’s 93% owned by SEPC, China, and 7% by Peri, Georgia. The initial ROI for the project is 5%. Due to some reason the goal was not reached. Invested in HPP at Georgia is the commercial activity of the company, however it get supports from both Chinese and Georgian governments. | [5 empty] | FILE
2013-04-16 | Europe | Georgia |  | Neskra Hydropower Plant |  |  |  | 210 | [7 empty] | Under Construction |  |  |  | Sinohydro |  |  |  |  | 2012 | 2017
2013-04-16 | Africa | Ghana |  |  | Pra River at Awisam; Central Region | Hydropower | 4 | 250 | Large | [6 empty] | Under Construction | 920 |  |  | Sinohydro |  | Pato Power Company | Volta River Authority and Electricty Company (ultimate owner) | [9 empty] | MoU signed with Pato Power July 2008; scheduled to be completed in three years. Sounds like BOT scheme - or just BT, but article mentions Sinohydro will "hand over" the project once completed.Pato Power Company will be owner after construction. The $920 million is for the four dams collectively | (Daily Guide (Ghana). February 21, 2008)
2013-04-16 | Africa | Ghana |  |  | Ankobra River at Bunso; Western Region | Hydropower | 4 | 252 | Large | [6 empty] | Under Construction | 920 |  |  | Sinohydro |  | Pato Power Company | Volta River Authority and Electricty Company (ultimate owner) | [9 empty] | MoU signed with Pato Power July 2008; scheduled to be completed in three years. Sounds like BOT scheme - or just BT, but article mentions Sinohydro will "hand over" the project once completed.Pato Power Company will be owner after construction. The $920 million is for the four dams collectively. | FILE
2013-04-16 | Africa | Ghana |  |  | Tano River at Tanoso; Western Region | Hydropower | 4 | 253 | Large | [6 empty] | Under Construction | 920 |  |  | Sinohydro |  | Pato Power Company | Volta River Authority and Electricty Company (ultimate owner) | [9 empty] | MoU signed with Pato Power July 2008; scheduled to be completed in three years. Sounds like BOT scheme - or just BT, but article mentions Sinohydro will "hand over" the project once completed.Pato Power Company will be owner after construction. The $920 million is for the four dams collectively. | FILE
2013-04-22 | Africa | Ghana | Norether/Brong-Ahafo Region | Bui Dam | Black Volta River | Hydropower, Irrigation |  | 400 | Large | 108 |  |  | 12570 | Certain | Primary | Completed | 621 | China Exim Bank, Governemnt of Ghana | Government of Ghana | Sinohydro |  | Bui Power Auhtority |  | Soverign Guarantee for Concessional loan; export insruance for buyers credit | 2009 | 2013 |  | Impounding began on 8 June 2011. EPC Contract period 56.5 months |  | THE INTERNATIONAL Water Management Institute, in conjunction with Ghana Dams' Dialogue, expressed the need for the Environmental and Social Impact Assessment (ESIA) of the Bui Hydropower project to be reviewed to identify its potential indicators. An immediate study conducted into the Bui dam project indicated that the project did not consider the future discharge scenarios that take climate change into account and need to be considered for the design and management of reservoirs within the basin. | Sept 26, 2008 President Kufour said "international enviro and social standarsd will be applied and that the relocation program wil draw on the lessosn learnt from the building of the Akosombo and Kpong Dams" |  | Turnkey contracts signed 2007; China Exim loan provided in September, 2007.China Exim Bank loan of $292 million buyer's credit for government of Ghana (90% of overall project cost); China also supplying $270 million of concessional finance; $60 million will come from government of Ghana (representing 10%). Chinese loan structure 50% concessional loan and 50% buyers credit (payment in peanuts etc). Contract type - EPC + F | Sinohydro
2013-04-16 | Africa | Ghana |  |  | Pra River at Sekyere Heman, Western Region | Hydropower | 4 | 251 | Large | [6 empty] | Under Construction | 920 |  |  | Sinohydro |  | Pato Power Company | Volta River Authority and Electricty Company (ultimate owner) | [9 empty] | MoU signed with Pato Power July 2008; scheduled to be completed in three years. Sounds like BOT scheme - or just BT, but article mentions Sinohydro will "hand over" the project once completed.Pato Power Company will be owner after construction. The $920 m | FILE
2013-04-16 | Africa | Guinea |  | Kaleta | Konkoure River, central Guinea | Hydropower |  | 238 | Large | [6 empty] | Under Construction | 526 | Government of Guinea China International Water and Electric Corporation |  | China International Water and Electric Corporation |  |  |  |  | 2012-04-01 | 2015 |  | MOU signed with the West African ower Pool in 2008 offer has been submited in 2011, under consideration - Sinohydro and CIWEC had both submitted plans for this project. According to reporting from AEI - the project will be financed 80% by chinese banks and 20% out of Guinea's mining revenue. |  |  |  |  | Sinohydro MOU signed early 2008 25% of the financing from Guinea, CIWEC rest | FILE
2013-04-16 | Africa | Guinea |  | Souapiti Dam | Konkoure River | Hydropower |  | 515 | Large |  |  |  |  | Uncertain |  | Proposed | 1000 |  |  | CPI, Sinohydro | [7 empty] | MOU signed with the West African ower Pool in 2008 offer has been submited in 2011 Delegation from China Energy Engineering Group met with the President of Guinea in December 2011. Reporting said that Chinese banks are prepared to finance most of the cost of the dam and that the government will take care of the rest. |  | In 2005, reported suspension as this "deterred international organizations from financing the project." | may displace 50,000 people |  | In November 2007, the Guinean government confirmed the dissolution of an agreement with China Exim Bank and Chinese companies Chalco and Sinohydro. ESIA commissioned by government | FILE
2013-06-21 | Latin America | Guyana |  | Amaila Falls hydroelectric project | Amaila River | Hydropower | 1 | 165 | Large |  |  |  |  | Certain |  | Proposed | 840 | Inter-American Development Bank (IDB), China Development Bank; Low Carbon Development Strategy Fund | Sithe Global |  |  | China Railway Engineering Corporation will design and build the hydro facility and the electrical interconnections |  |  | 2013 |  |  |  | Awaiting approval as of March 2012 from IDB. Seventy per cent of the funding for the project will come from the China Development Bank and the IDB, with the China Development Bank providing US$413.2 million. Guyana’s equity is expected to be US$100 million, while Sithe Global will be providing US$152.1 million bringing the total project cost to US$840.3M. Sithe Global officials have said that the total cost for the project will be US$652.5 million. The remaining US$187.8 million will go towards financing costs, which include interest during construction (US$97.1 million); lenders fee and advisory cost (US$34.9 million); and Debt Political Risk Insurance (US$55.7 million). As it relates to the hydroelectric plant, the cost will be in the vicinity of US$314 million, with US$126 million going to the transmission lines and US$79 million for currency adjustments. | will also require transmission lines and cutting of rainforest | company claims none |  | EPC Contract. Construction to begin mid-2010, costs went up due to inflation. Budget cuts in early 2013 have affected the project. | http://amailahydropower.com; http://www.stabroeknews.com/2013/news/stories/03/29/233721/; http://www.kaieteurnewsonline.com/2013/06/17/idb-board-to-receive-due-diligence-for-us840m-hydro-project-in-october/
2013-06-21 | Latin America | Honduras | Olancho | Patuca III (Piedras Amarillas) | Patuca River | Hydropower | 1 | 104 | Large | 55 |  |  |  | Certain | Primary | Under Construction | 350 | ICBC |  | Sinohydro | 11 |  |  |  | 2011 | 2013-10-01 | 2014 | work site preparation begin first quarter 2011- contract for this worth around $50 million - The contract covers the preparatory phase for the Patuca III power plant and includes the building of the tunnel diverting river water,construction of a camp, the building of access roads and construction ofa quarry, the manager of Honduran state-owned utility ENEE, Roberto Martinez Lozano, said. second phase contract negotiations in October 2011 | IADB paid for the EIA and SIA to be conducted | Could impact the Rio Platano world heritage site. Environmental law violations? Public participation, consultation with indigenous peoples Impact on the water quality - sediments Cumulative impacts - cultural, social, ecological and economic | According to the president of the Landowners Group of Patuca, Miguel Navarro, the state has only paid approximately 40% of the compensation owed to 70 local families displaced by the project. | 洪都拉斯 honduras， 帕图卡Ⅲ水电 | Occupation by local residents at Patuca III began April 22, 2013. Legislation passed by congress on Jan 17 2011 for the project including expropriation of required lands. MOU signed by Sinohydro and Honduran government to construct three hydroelectric power stations in 2011. MOU signed January 2010. Patuca III would be the first to be built and require US$366mn. MOU states Chinese finance - media reporting this is likely to be China Exim. Sinohydro has an EPC Contract | http://news.tradingcharts.com/futures/6/9/145095596.html
2013-06-21 | Latin America | Honduras |  | Patuca IIA | Patuca River | Hydropower | 1 | 150 | Large | [6 empty] | Proposed |  |  |  | Sinohydro | [7 empty] | Feasibility studies underway following an agreement by Sinohydro and the Honduran President's office in September 2010
2013-06-21 | Latin America | Honduras |  | Patuca I | Patuca River | Hydropower | 1 | 270 | Large | [6 empty] | Proposed |  |  |  | Sinohydro | [7 empty] | Feasibility studies underway following an agreement by Sinohydro and the Honduran President's office in September 2010
2013-04-16 | Asia (SE) | Indonesia | Pintu Pohan Meranti district, Sumatra province | Asahan 1 Hydropower Dam | Asahan River | Hydropower |  | 90 [180 ] | Large | [6 empty] | Completed | 247 | China Huadian, Japan Bank for International Cooperation (JBIC) | China Huadian | China Guodian | 16 | Sinohydro | Ecosecurities (CDM) | [6 empty] | 2007-2010 (Two other dams were built in the 1980s on the Asahan River, with Japanese funding) |  |  | Completed. Ceremony for the operation of the station was held on September 7 2010. Not sure if China Guodian Group is correct - GM. Gezhouba Group may have been interested but did not win contract. China Huadian [Investments Limited (NICIL)] | Hydroworld - 07 September 2010 - China Huadian holds ceremony for Asahan hydropower station http://www.hydroworld.com/index/display/news_display.1257805884.html; http://www.eia.doe.gov/cabs/ECOWAS/Electricity.html, http://www.reuters.com/article/worldNews/idUSL0760091020070707 Sinohydro provided info as well 07/09
2012-08-27 | Asia (SE) | Indonesia |  | Jatigede Dam Project | Cimanuk River (West Java, nr Bandung City, Sumadeng District) | Hydropower |  | 110 | Large | 110 |  |  |  | Certain | Primary | Under Construction | 245 | Chinaa Exim Bank | Ministry of public works | Sinohydro |  |  |  |  | 2007 | 2014 | [6 empty] | Contract signed with Sinohydro on 30 April 2007; total time line is 65 months. $250 million loan provided by China (Exim) - Sinohydro contract value $245 million. | FILE
2013-04-16 | Asia (SE) | Indonesia | Sulawesi |  | Karama River 卡拉玛河, Ka Lama River | Hydropower |  | 350 | Large |  |  |  |  | Uncertain |  | Proposed | 1000000 |  | PT Perusahaan Listrik Negara (Indonesian state power company) | Gezhouba |  |  |  |  | 2012 | 2017 |  | MOU signed 29 April 2011 |  |  |  |  | MOU Signed during President Wen's vist to Indonesia. - http://www.gzbgj.com/article.aspx?menuid=1329&tab=tab_News&tabid=1001
2013-04-22 | Middle East | Iran | Tehran | Taleghan Dam | Taleghan River | Hydropower |  | 18 | Small | 109 |  |  | 0.56 | Certain | Primary | Completed | 165 | China Exim Bank | Government of Iran, TR-WB | Sinohydro |  | Northwest Hydro Consulting Engineers (CHECC), Tehran Regional Water Company |  |  | 2002 | 2006 | [6 empty] | Sinohydro received export credit financing in June 2007; project since completed | http://www.gzbgj.com/english/article.asp?id=796
2013-06-24 | Middle East | Iran |  | Moshampa Dam and Power Plant |  | Hydropower |  | 108 | Large |  |  |  |  | Uncertain |  | Under Construction | 1500 |  | Government of Iran & Zanjan Regional Water Company | Sinohydro | [11 empty] | 山帕大坝 | Also includes a regional irrigation network. Described as an urgent project for the Iranian energy ministry. 60 months construction period (5 years) | Sinohydro.com
2013-04-16 | Middle East | Iran | Fars | Mollasadra Project (Tang e Boragh) | Kor River | Hydropower |  | 100 | Large | 75 |  |  | 440 |  |  | Completed |  |  |  | Gezhouba |  | Fars Regional Water Company |  |  | 2002 | 2007 |  |  |  | the Mollasadra Dam inundation is seen as a real threat to a number of invaluable historic evidence including a prehistoric hill, 13 graves of the Parthian dynastic era (248 BC–AD 224), and 5 other historic and Islamic sites
2013-04-22 | Africa | Ivory Coast, Cote D'Ivoire | Bas-Sassandra | Soubre Dam |  | Hydropower |  | 275 | Large |  |  |  |  | Certain | Primary | Under Construction | 556 | China Exim Bank |  | Sinohydro |  |  |  |  | 2013-02-01 | 2017-12-01 |  | Chinese financing for 85 percent of the 330 billion CFA francs ($654.26 million) through Exim Bank, and the Ivorian share will be the remaining 15 percent," Sabati Cisse, energy director for the ministry of mines and energy. 2 percent interest rate and a nine-year grace period for the 20-year loan. Total loan from China Exim 200 million. Reported terms are 20 years with interest rate of 2% and grace period of 9 years. |  |  |  | 苏布雷水电站 | Sinohydro has been reseaching project feasibility since 2007. Unlike many countries in sub-Saharan Africa, Ivory Coast has reliable power supply and exports electricity to Ghana, Burkina Faso, Benin, Togo and Mali. Beijing agreed to lend CFA 239 billion (€365 million) for the project at an interest rate of 2% over 20 years with a nine year period of grace. The remaining CFA 92 billion will be paid by Ivory Coast. France's Alstom had long hoped to be tapped for the contract but energy minister Adama Toungara had to decide in favour of the Chinese, given that their terms were so generous. | http://www.hydroworld.com/news/2013/03/06/power-china-breaks-ground-on-hydropower-station-in-africa.html
2013-06-21 | Asia (Central) | Kazakhstan | Almaty province | Moinak Hydropower Project | Charyn River | Hydropower | 1 | 300 MW | Large | 94 |  | 10 | 198 | Certain |  | Completed | 360 | China Development Bank ($200mln) and Development Bank of Kazakhstan ($50mln), Samruk-Energo ($28 mln) |  | China International Water and Electric Corporation | 10 | Sinohydro |  |  | 2009 | 2012 |  |  | 02.2013 - issued with the Technical Equipment Completion Certificate |  |  | 玛依纳水电站二号 | Construction began in 2006; Sinohydro received contract in May 2006. China Development Bank providing $200 million. Media reports from August 2011 stated that the contractor was China International Water and Electric Corporation. Sinohydro Bureau 10 responsible for electrical and mechanical equipment - Sinohydro company reporting. One more dam is planned downstream to serve as a counter regulator of Moinak HPP | FILE, Profundo Paper (2008)
2013-06-21 | Asia (Central) | Kazakhstan | Almaty province | Chilik River Hydropower Project | Chilik River | Hydropower |  | 254 MW | Large | [6 empty] | Proposed | 728 |  | Limited Kazakhstan Natural Gas Technology Company | Gezhouba |  |  | Limited Kazakhstan Natural Gas Technology Company | [9 empty] | As of 12 Feb 010, the contract is yet to be approved by either government. | http://en.chinagate.cn/development/2010-02/12/content_19415974.htm
2013-06-21 | Asia (Central) | Kazakhstan | Sino-Kazakh state border | Sino-Kazakh hydroelectric station "Dostyk" | Khorgos River | Water supply / Hydropower |  | 21 | Small |  |  |  |  | Uncertain |  | Proposed | 6 | Kazakhstan, China ($3 each) | [6 empty] | 2011 | 2013 |  |  | The agreement signing between Kazakh Vice-Minister of Agriculture Marat Orazay and Chinese Vice-Minister of Water Resources Jiao Yong | Construction of the waterworks facility is designed to distribute water from the transborder river equally between the neighboring countries |  |  | Cascade of small stations with a combined capacity of 21 MW and situated near the village of Baskunchi 20 km from Khorgos | FILE
2013-04-16 | Africa | Kenya | Nyansa, Western Kenya | Songoro hydropower plant, add-on to 60 MW Sondu Miriu Scheme | Sondu | Hydropower |  | 20 | Medium | [6 empty] | Under Construction |  | Japan Bank for International Cooperation (JBIC), Kengen | Kengen | Sinohydro | 13 | Nippon Koei | [7 empty] | The country's peak power demand is 1,050 megawatts against an installed capacity of 1,100 including the emergency reserves of 150 megawatts, said Njoroge. East Africa's biggest economy, like others in the continent, requires massive investments in power generation to meet growing needs; starting to refurbish and upgrade other power plants to meet the need. These sources are "emergency power" resources - hoping to put in a thermal plan to terminate emergency power use by 2010. |  |  | MW and situated near the village of Baskunchi 20 km from Khorgos | http://www.silkroadstudies.org/new/docs/CEF/Quarterly/May_2007/Peyrouse.pdf
2012-01-12 | Africa | Kenya |  | Sasamua Dam - Rehabilitation | Central Kenya | Hydropower | [9 empty] | Proposed |  |  |  | Sinohydro | [7 empty] | Agreement signed |  |  |  |  | Rehibitation by Sinohydro after 2003 damage from "exceptional rains" to the concrete spillway. | http://english.peopledaily.com.cn/90001/90776/90883/7364230.html
2012-01-12 | Africa | Kenya |  | High Grand Falls Multi-Purpose Dam Project | Tana River | Multipurpose | 1 |  | Large | [6 empty] | Proposed | 74 |  |  |  |  | Hydro China | [5 empty] | MOU for feasibility studies signed in 2010. |  | Will irrigate 20,000 acres of land along the Tana Delta and go a long way to enhance sustainable development, food security, flood control and electricity generation for the area. |  |  | Aware of this project after TNC asked about it | FILE
2013-06-21 | Asia (Central) | Kyrgyzstan |  | Sarydzhaz Cascade | Sarydjaz River, Tianshan range (drains to China/xinjiang) | Hydropower | 5 | 750 MW | Large | [6 empty] | Proposed | 3000 | [15 empty] | Further Cooperation pledged following state visit in 2013 | http://hnn.us/blogs/entries/45335.html
2013-06-21 | Asia (Central) | Kyrgyzstan | Chui and Jalal-Abad Region | Suusamyr-Kokemeren cascade (Karakol, kokomeren-1, Kokomeren-2) | Suusamyr and Kokomeren River | Hydropower | 3+ | 1305 MW | Large | Karakol - 99, Kokomeren1-230, Kokomeren2-42 |  |  | Karakol - 400, Kokomeren1-680, Kokomeren2-19,5 |  | Secondary | Proposed | 2200 | China EXIM Bank | Sinohydro | Sinohydro |  |  |  |  | 2013 | 2019 |  | In June 2011, Memorandum of Understanding was signed to study feasibility of construction of Suusamyr-Kokomeren HPP cascade between OJSC “Electrical stations” (KR) and the Corporation “SINOHYDRO Ltd” | Feasibility study to be completed by the end of 2011. |  |  |  |  | FILE
2013-04-16 | Asia (SE) | Lao PDR |  | Nam Beng | Beng River | Hydropower | 1 | 50 | Large | [6 empty] | Under Construction |  |  |  | China National Electric Engineering, Dongfang | [7 empty] | Contract signed March 2013. EPC Contract |  |  |  | 老挝南奔 | BOT contract signed in 2010, transmission agreement signed in 2010 | FILE
2013-04-16 | Asia (SE) | Lao PDR | Vientiane Province | Nam Mang 3 | Mang River | Hydropower | 1 | 40 | Medium | [6 empty] | Completed | 63 |  |  | China International Water and Electric Corporation |  |  | Electricite du Lao |  | 2002 | 2005 |  |  |  | IR, TERRA and Mekong Watch actively worked on addressing the impacts of hydropower development in Lao PDR |  | 南梦3 | Comissioned in 2004. China International Water and Electric now owned by Electricite du Lao. China Exim Bank: 80% financed | FILE
2013-04-16 | Asia (SE) | Lao PDR |  | Nam Khan 2 | Nam Khan | Hydropower | 1 | 130 | Large | [6 empty] | Under Construction | 350 | China Exim Bank | Electricite Du Laos | Sinohydro | 6, 10 | Electricite de Laos |  |  | 2011-03-01 | 2014-12-31 |  | China Exim Bank to provide preferential loans. Contract signed February 2012. Soft loan funding agreements signed June 2012 |  |  | 9 Villages | 南坎2 | MOU signed 13 October 2006. $430 million for Nam Khan 2 and 3; $559 million with transmission line, EPC contract signed August 2009, | FILE
2013-04-16 | Asia (SE) | Lao PDR | Luang Prabang, Xanakhan District | Pak Beng Mekong Dam | Mekong River | Hydropower | 1 | 912 | Large |  |  |  |  | Certain |  | Proposed |  |  | China Datang Corporation, China Datang Overseas Investment Co., Ltd | [8 empty] | Feasibilty study completed in April 2011. |  |  |  | 北本水电项 | Power to go to Thailand - report from Datang's website in January 2012 following discussions between the Thai minister for energy and Datang management
2013-04-16 | Asia (SE) | Lao PDR |  | Sanakham | Mekong River |  | 1 | 570 | [5 empty] | Certain |  | Proposed |  |  | China Datang Corporation, China Datang Overseas Investment Co., Ltd | [12 empty] | 萨拉康 | Power to go to Thailand - report from Datang's website in January 2012 following discussions between the Thai minister for energy and Datang management | FILE
2013-04-16 | Asia (SE) | Lao PDR |  | Pak Lay dam | Mekong River | Hydropower | 1 | 1320 | Large | [6 empty] | Proposed | 1700 | China Exim Bank | Sinohydro | Sinohydro |  | China National Electronics Import and Export Corporation HydroChina Zhongnan Engineering Corporation | [7 empty] | Sinohydro beat China Guodian for the project in Bidding; only 50MW of the 1,800 MW will be supplied to local users. |  |  | MOU signed 11 June 2007. China Exim has provided a US $270 million loan at 6% loan to build the dam, although the company has sought a 2% dam. The loan is being negotiated between the Lao PDR gov & China Exim
2013-04-16 | Asia (SE) | Lao PDR |  | Nam Khan 3 | Nam Khan | Hydropower | 1 | 47 | Large | [6 empty] | Proposed | 430 | China EXIM Bank | Electricite Du Laos | Sinohydro | [7 empty] | China Exim Bank to provide preferential loans. Contract signed February 2012. Soft loan funding agreements signed June 2012 |  |  |  |  | MOU signed 13 October 2006. $430 million for Nam Khan 2 and 3; $559 million with transmission line. Initial investigation and construction started 2011. Power said to be going to Luang Prabang, provide water supply for surrounding towns. | FILE
2013-04-22 | Asia (SE) | Lao PDR |  | Nam Lik 1,2 | Nam Lik | Hydropower | 2 | 100 | Large |  |  |  |  | Certain | Primary | Completed | 84.8 | China Development Bank | China International Water and Electric Corporation | China International Water and Electric Corporation | CIWEC Bureu 10 |  |  |  | 2007 | 2010 |  |  |  | There are some recent unconfirmed reports of conflict in the Nam Ngum basin between Hmong indigenous groups and the Lao army. SL says these dams will have impacts on fisheries and 30,000 people in this tributary to the Nam Ngum who depend on them. | Resettlement required only for construction of access road | 南立 | A PPA and Concession agreement was signed in April 2007; Construction started Dec 2007 (40% complete); expected COD 2010 (Vte Times,18.12.07). China International Water and Electric Corporation (80%), Laos 20%. Legal counsel report says that it acted as local counsel for China Development Bank on Nam Lik ($150 million inestment) see DFDL document. | FILE
2013-04-16 | Asia (SE) | Lao PDR | Thaphabath district | Nam Mang 1 | Nam Mang | Hydropower | 1 | 57 | Large | [6 empty] | Proposed | 90 |  | Saytha Construction Company, Sichuan, Dongfang Electric Corporation, Hong Kong-based C (Far East) Industrial Ltd | [13 empty] | Project went to planning phase after agreement was signed between Chinese and Lao companies in May 2010. | FILE
2013-04-16 | Asia (SE) | Lao PDR | Xieng Khouang | Nam Ngiep 2 |  | Hydropower | 1 | 180 | Large |  |  |  |  | Certain |  | Proposed |  |  |  | China International Water and Electric Corporation |  |  |  |  | 2011-10-01 | 2015 |  | BOT project - MOU signed 16 June 2011 | [5 empty] | FILE
2013-04-16 | Asia (SE) | Lao PDR | Xiangkhouang | Nam Ngum 1 | Nam Ngiap River | Hydropower | 1 | 104 | Large | 75 |  |  | 7030 | Certain |  | Proposed |  |  |  | Gezhouba |  | Government of Laos |  |  |  | 1972 |  | 56 Month construction period |  |  |  |  | Gezhouba has the contract for rock-fill dam panel, flushing sluice, access tunnels, power plant building and switching plants. | FILE
2013-04-16 | Asia (SE) | Lao PDR |  | Nam Ngum 5 | Ngum River (Upstream of Nam Ngum I) | Hydropower | 1 | 120 | Large |  |  |  |  | Certain |  | Completed |  | Bank of China, Sinohydro, Electricite du Laos | Sinohydro | Sinohydro |  |  | Electricite du Lao | [6 empty] | Improved access to remaining forests (not inundated) would increase threats to wildlife; Loss of some agricultural land for Muang Chim village; Nam Ngum basin, a high-security area; and reports of major mining and logging interests controlled by the military in the basin. |  | 南俄5 | Agreement signed in April 2007; Generating to begin by 2011. Exim bank will fund if MIGA provides reinsurance; $200 million total; Bank of China ($140 million loan); Draft Social and Environment Plan released (see doc); Sinohydro has reportedly approached World Bank's MIGA for a guarantee;EIA posted on MIGA's Sinohydro ($54 million); Electricite du Laos ($6 million).Sinohydro has 85% developer stake. Sinohydro contract value $199 million
2013-04-16 | Asia (SE) | Lao PDR |  | Nam Ou 2, Huai Kan | Ou River | Hydropower | 1 | 120 | Large | 49 |  | 16 |  | Certain |  | Proposed | 16 | China Development Bank | Sinohydro | Sinohydro |  | Sinohydro | Sinohydro (25 years) |  | 2012 |  |  | Worksite office construction began November 2011 |  | The project has commissioned Earth Systems Lao to carry out a feasibility study and make environmental and social impact assessments. |  |  | Agreement signed 2007 October; Construction to begin 2009. JV between Sinohydro and Lao Government who will have a 25% share. BOT contract | Draft Social and Environment Plan released (see doc); Sinohydro has reportedly approached World Bank's MIGA for a guarantee;EIA posted on MIGA's site:http://www.miga.org/news/index sv.cfm?aid=1640
2013-04-16 | Asia (SE) | Lao PDR |  | Nam Ou 5, Hat Kiven | Ou River | Hydropower | 1 | 680 | Large |  |  | 300 km2 |  | Certain |  | Proposed |  | China Development Bank | Sinohydro | Sinohydro |  |  | Sinohydro (25 years) | [6 empty] | 300 km2 reservoir would inundate part of Phou Dendin NBCA; "fish life and habitat badly impacted". | Would affect approximately 50000 people; displace some 7000 |  | Start construction in 2009; anticipate full operation in 2015. Financing: Laos (15%); Sinohydro (85%) | http://www.poweringprogress.org/energy_sector/pdf_files/Electric_Power_Plants_in_Laos_as_of_August_2008.pdf
2012-07-06 | Asia (SE) | Lao PDR |  | Nam Ou 6, Phongsali | Ou River | Hydropower | 1 |  | Large |  |  | 17 |  | Certain |  | Proposed |  | China Development Bank | Sinohydro | Sinohydro | [9 empty] | Located 283 km upstream from the Confluence of the Nam Ou and Mekong Dams, 53km upstream of Hat Oven Dam. Length of reservior would be 46.9 km
2013-04-16 | Asia (SE) | Lao PDR |  | Nam Ou 7, Hat Hin | Ou River | Hydropower | 1 | 190 | Large | 140 | 630 | 38.1 | 1494 | Certain |  | Proposed |  | China Development Bank | Sinohydro | Sinohydro
2013-04-16 | Asia (SE) | Lao PDR | Pak Ou District | Nam Ou 1 | Ou River | Hydropower | 1 | 160 | Large |  |  | 9.5 |  | Certain |  | Proposed |  | China Development Bank | Sinohydro | Sinohydro |  |  |  |  | 2016
2012-09-21 | Asia (SE) | Lao PDR |  | Nam Ou 3, Ngoi Nua | Ou River | Hydropower | 1 |  | Large |  |  | 13.2 |  | Certain |  | Proposed |  | China Development Bank | Sinohydro | Sinohydro |  |  |  |  | 2016
2013-06-23 | Asia (SE) | Lao PDR |  | Nam Tha | Tha River | Hydropower | 1 | 263 | Large |  |  |  |  | Uncertain |  | Under Construction |  |  |  | China Southern Power Grid | [10 empty] | Hydro Quebec estimated that 10,000 people would be resettled - according to a meeting between IRN and Lao PDR Government in March 2007, the company is considering a downsized project to minimise resettlement. | 南塔 | Power to meet regional electricity supply agreements - The government has signed an MOU to supply 7,000MW of electricity to Thailand after 2015 and 5,000MW to Vietnam by 2020, he said.
2013-06-23 | Asia (SE) | Lao PDR | Bokeo | Nam Tha 1 | Tha River | Hydropower | 1 | 169 | Large |  |  |  |  | Certain | Primary | Under Construction | 340 |  |  | China Southern Power Grid | [9 empty] | Small areas of the Bokeo Reserve and the Nam Ha National Protected Area (NPA) will be impacted through losses of aquatic resources, increased hunting pressure, increased logging and NTFP collection, loss of forest to roads and power transmission lines, and the possible threat of resettlement of villages into the Nam Ha NPA. Resettlement: Local terrain is not conducive to new paddy fields, which means extensive deforestation to make room for upland rice production. Villagers’ basic food security will also be compromised in the short-term. Downstream villagers would be negatively impacted by altered hydrology. In violation of Laos law, construction of Nam Tha 1’s access road has reportedly commenced before adequate reporting on the dam’s environmental and social impacts is complete. | Original scheme proposed by Hydro-Quebec indicated 10000 people would be displaced but the design was reportedly changed to reduce numbers of people to be displaced; In Jan 2008, Mr Sisavath Vitaxay, deputy head of WREA, told Vientiane Time, that approx 34 village (approx 1400 families or 8000 people) in Bokeo and Luang Nam Tha provinces will be displaced by the dam (Vte Time 14.1.08) | 南塔1 | Mou for feasibility study signed in 2006 and study submitted in Sept.2007; CA under negotiation; construction of access road and transmission line has reportedly begun. China Southern Power Grid agreed to build a national power grid and Nam Tha 1 on June 16, 2010. | FILE
2013-02-19 | Asia (SE) | Lao PDR | Sekong | Sekaman 2 | Xekaman River | Hydropower | 1 | 135 | Large |  |  |  |  | Certain |  | Proposed |  |  |  | China International Water and Electric Corporation | [7 empty] | MOU signed between CIWEC and Lao Electricity Company on September 10 2012. MOU specifies a EPC contract |  |  |  | 色坎曼2水电 | ADB funded transmission line for the project. | FILE
2013-05-17 | Asia (SE) | Lao PDR |  | 会兰旁雅水电站 | 会兰旁雅河 | Hydropower | 1 | 88 | Large | [6 empty] | Under Construction |  |  |  | Gezhouba |  |  |  |  | 2011-10-10 | [6 empty] | 老挝会兰旁雅水电站 (Hui Lan Pang Ya dam) | the construction will take 60 months | FILE
| Asia (SE) | Lao PDR | Xieng Khouang | Nam Ngieb |  | Hydropower | 1 | 44 | Medium | [6 empty] | Proposed | [5 empty] | Dongfang | [11 empty] | FILE
| Asia (SE) | Lao PDR | Borikhamsay | Nam Ngiep |  | Hydropower | 1 | 30 | Medium | [6 empty] | Proposed | [5 empty] | Dongfang | [11 empty] | FILE
| Asia (SE) | Lao PDR | Attapau | Xe Nam Noy |  | Hydropower | 1 | 14.8 | Medium | [6 empty] | Proposed | [5 empty] | Dongfang | [6 empty] | Dongfang also to get finance for construction of Phonsubthay Road and Bridge Construction |  |  |  |  | FILE
2013-06-23 | Asia (SE) | Lao PDR |  | Xepone 3 |  | Hydropower | 1 | 70-100 | Large |  |  |  |  | Certain | Primary | Under Construction |  | China National Machinery & Equipment Import & Export Corporation(CMEC) | [14 empty] | The government has also signed an agreement to sell 20MW of electricity to Stung Treng province in Cambodia.
2013-04-16 | Asia (SE) | Lao PDR | Savannakhet | Xibanghieng River Hydropower Projetcs |  | Hydropower | 2 | 110 | Large |  |  |  |  | Certain |  | Proposed |  |  | China Three Gorges Corporation | [8 empty] | MOU signed June 2012, BOOT project | [5 empty] | FILE
2012-08-16 | Europe | Macedonia |  |  | Vardar Valley |  | 12 |  | Large | [7 empty] | 1500 | Macedonia |  | Sinohydro | [7 empty] | Sinohydro discontinued their interest in the project. MOUs signed in 2011 and 2012 between China and Macedonia on this. |  |  |  |  | The Government was re-elected on the basis of this project; the Government is talking to a "Chinese SOE and the China Development Bank for the drafting of a feasibility study for the project and for its financial structuring" Sinohydro withdrew from the project. No longer interested | FILE
2013-04-16 | Africa | Madagascar |  | Andekaleka Power Station - Expansion project - Installation of Unit 3 |  | Expansion | 0 | 87 | [5 empty] | Certain | Primary | Completed | 30 | Arab Bank for Economic Development in Africa |  | Sinohydro |  |  | Jirama Energy Corporation |  | 2008-09-01 | 2012 | [6 empty] | Construction of 3rd generator of 34,000kV will begin in September and require 27 months to complete | FILE
2013-04-16 | Africa | Malawi |  | Kapichira II hydroelectric power station | Shire Rivers | Hydropower |  | 64 | Large |  |  |  |  | Certain |  | Under Construction |  | China Exim Bank |  |  |  | Gezhouba |  |  | 2012-03-01 | [7 empty] | Gezhouba has a civil works contract. | Article in Craemer's Engineering News, 10th December 2010
2012-01-12 | Asia (SE) | Malaysia | Penang | Mengkuang Dam - Extension |  | Water supply |  |  | Large |  |  |  |  | Certain |  | Under Construction | 200 |  |  | China International Water and Electric Corporation |  | Electrical Corp (M) Sdn Bhd |  |  | 2011-08-01 | [7 empty] | Local subsidary - China International Water and Electric Corp (M) Sdn Bhd (CWEM)
2012-01-12 | Asia (SE) | Malaysia |  | Bengoh Water Supply Project |  | Water supply | [9 empty] | Under Construction | 45 |  |  | Sinohydro | 8 |  |  |  | 2007 | [5 empty] | According to the AG’s Report, the delay was due to poor coordination between land acquisition, the resettlement of nearby villagers and the preparation of the Bengoh Residents Resettlement Scheme. The report has found the resettlement location ‘unsuitable’ and ‘questionable’. Said See: “As the Auditor-General’s Report was vague on the first issue (unsuitability and questionable resettlement location), the state BN government seems to have found an excuse to its shortcoming. |  | Villagers from 4 communities have refused to relocate and hence delayed the impoundment. The relocation has been postponed indefiniately.
2013-04-16 | Asia (SE) | Malaysia |  | Belaga HP | Batang Rajang River, Sarawak | Hydropower |  | 260 | Large |  |  |  |  | Uncertain |  | Proposed |  |  |  | Sinohydro | 14
2013-04-22 | Asia (SE) | Malaysia | Sarawak | Bakun Dam | Balui River, Sarawak | Hydropower | 1 | 2400 | Large | 205 |  | 700 | 43800 | Certain | Primary | Completed | 1400 | China Exim Bank, Government of Malaysia | Sinohydro Malaysia JV, Sarawak Hidro | Sinohydro | 14 | SMEC, Northwest Hydro Consulting Engineers, CHECC; Sime Darby group; WCT Engineering Bhd |  |  | 1996 | 2011 | 2011 |  |  | Resettlement issues, altered hydrology, landslide fears. Several mining sites will utilize the power from Bakun - including a Rio Tino aluminium processor plant; manganese plant and Aluminium Smelter (Rio Tinto, OM Holdings, Chinalco) | 9,000 people, mainly from the Kayan/Kenyah Indigenous group |  | Anticipated completion in 2010; operation 2011 | FILE
2013-04-16 | Asia (SE) | Malaysia |  | Hulu Terengganu |  | Hydropower |  | 250 | Large | 78 |  |  |  | Certain |  | Under Construction | 250 |  | Tenaga Nasional Berhad |  |  | Loh & Loh Corporation Berhad, Sinohydro, SMEC (review of environmental data, update of hydrological studies, prepartion of risk assessments) |  |  |  | 2013 | [6 empty] | Letter of acceptance for bid on September 9 2010. Project expected to begin within 130 days of this. Loh & Loh Corporation said that its subsidiary Loh & Loh Constructions had a 60% interest in the joint venture, with Sinohydro holding the balance. Expected to be operational by October 2015. This contract is for the main civil and associated works package valued at $250 million. | FILE
2013-04-16 | Asia (SE) | Malaysia |  | Baleh HP | Rejang River, Sarawak | Hydropower |  | 1295 | Large | [6 empty] | Proposed | [8 empty] | 2013 |  |  |  |  | Identified as a priority project for the Sarawak Energy Corridor. Adversely affect indigenous communities living in Borneo's unique tropical rainforest environment; loss of traditional lands; relocation; Sarawak state government's lack of transparency/accountability in land and forest governance matters; lack of public participation in Environmental Impact Assessment (EIA) process. Unnecessary for these 12 dams since Bakun Dam generates three times the amt of energy that is currently consumed. |  |  | SEIA and technological reports completed. Construction will start when Murum HP finishes in 2013. | FILE
2013-04-18 | Asia (SE) | Malaysia |  | Baram HP | Sarawak | Hydropower |  | 1200 | Large | [6 empty] | Proposed | [11 empty] | Currently delayed | EIA and SIA have not been completed yet. | Call for a comprehensive energy and environment policy | Baram HEP Community Consultative Committee set up to review resettlement issues. The Baram resettlement plan will be the biggest relocation in the state. |  | Pre-feasibility October 2007. | FILE
2013-04-16 | Asia (SE) | Malaysia |  | Limbang HP | Sarawak | Hydropower | 2 | 245 | Large | [6 empty] | Proposed | [12 empty] | Two dams 1 x 200 MW, 1x 45MW |  |  |  | Feasibility study commenced October 2007 - recommended the relocation of the dam site due to concerns about the prescence of limestone caves and close proximity to Gunung Buda National Park Identified as a priority project for the Sarawak Energy Corridor. | SMEC website
2013-04-16 | Asia (SE) | Malaysia |  | Linau HP | Sarawak | Hydropower |  | 290 | Large |  |  |  |  | Certain |  | Proposed
2011-09-13 | Asia (SE) | Malaysia |  | Mindulu Dam | Shalouyue State, Mindulu Town | Hydropower | [9 empty] | Completed | 22 |  |  | Sinohydro |  | China International Water and Electric Corporation | [10 empty] | Completed 2004
2013-04-16 | Asia (SE) | Malaysia |  | Batang Ai Extension | Sarawak | Hydropower |  | 60 | Large | [6 empty] | Proposed | [5 empty] | IWHR, BIDR | [10 empty] | Detailed study commenced October 2007.Institue of Water and Hydropower Research and Beifang Investigation, Design and Research signed design contract in December 2007 | FILE
2013-06-27 | Asia (SE) | Malaysia |  | Teluk Bahang Water Supply Project | Penang | Water Supply |  | 19.24 | Small | 58.5m |  |  |  | Certain | Primary | Under Construction |  |  | China International Electric and Water Corporation | [12 empty] | 槟城供水工程
2013-04-16 | Asia (SE) | Malaysia |  | Lawas HP | Sarawak | Hydropower |  | 65 | Medium | [6 empty] | Proposed | [17 empty] | FILE
2013-04-16 | Asia (SE) | Malaysia |  | Murum HP | Rejang River, Sarawak | Hydropower | 1 | 944 | Large | 141 |  |  |  | Certain |  | Under Construction | 920.4 |  | Sarawak Energy Bhd | China Three Gorges Corporation Sarawak Electrical Supply Corporation (SESCO) | 8 | Sinohydro Bureau 8, Fujan Tunnel Engineering Co Ltd, China Machinery Engineering Corporation, Chanjiang Institute of Suryve, Planning, Design and Research, Transmission line - Universal Cable (Sarawak)-Sinohydro JV |  |  | 2008-10-01 | 2013 |  | Estimated construction time of 60 months |  | lack of environmental impact assessment; flood area is largely inhabited | Displacement of 1,400 Penans from 8 villages. | 沐若 | MoU signed; construction to start 2008; anticipated completion in 2011; EPC contract price was 58 billion RMB; Sinohydro has been subcontracted the civil works from TGPC - valued at 5.262 billion RMB (about 60% of the total works under the contract). | FILE
2216.04.2013 | Africa | Mali |  | Felou Hydropower Project | Senegal | Hydropower |  | 63 | Large |  |  |  |  | Certain | Primary | Under Construction | 162 | World Bank, European Investment Bank (EIB), Société de Gestion du Barrage de Manantali (SOGEM) | Organization pour la Mise en Valeur du Fleuve senegal (OMVS) | Sinohydro |  | Societe de Gestion de L'Energie de Manatali (SOGEM) |  |  | 2009-10-01 | 2013 |  |  |  | contract signed on May 2009; beat out Alstom who bid it at $175 million |  |  | Contract signed by Sinohydro in May 2009; expected to take 38 months. World Bank $75 million and European Develop. Bank $11 million. Contract signed on May 2009; beat out Alstom who bid it at $175 million Felou will be completed in 2013 and generate 59 MW which will be shared between Mali (45%), Mauritania (30%) and Senegal (25%). | Sinohydro provided info 7/09; Hydropower & Dams Journal Issue 4 2009
2013-03-11 | Africa | Mauritius |  | Bagatelle Dam | Terre Rouge River | Water supply | 1 |  | Large |  |  | 1.25 | 14.2 | Certain |  | Proposed | 112 | China Exim Bank |  | China International Water and Electric Corporation | [6 empty] | 2013 | Contract signed early October 2011 |  |  |  |  | The financing of the project is through a concessionary loan of Yuan800 million (Rs3.4 billion) from the Chinese government. The loan has an annual interest rate of 2% (compared to an average 4%), with a five-year moratorium period over a repayment period of up to 15 years.
2013-06-25 | Asia (E) | Mongolia |  | Taishyr Hydropower Project (Ulaanboom) | Zavkhan River | Hydropower |  | 11 | Medium | 60 | 1704 | 50 | 9.3 | Certain |  | Completed | 56 | Kuwait Fund; Abu Dabi Fund; CDM | Mongolia |  | 11 | Sinohydro, SMEC |  |  | 2005 | 2007-11-01 | [6 empty] | Construction to have been completed in 2007 (but there may have been funding issues). Japan is buying CDM credits from the project. | http://www.kuwait-fund.org/index.php?option=kfaedprojectdetails&id=154
2012-09-13 | Europe | Montenegro |  |  | Komarnica Rivers | Hydropower | 2 | 232 | Large |  |  |  |  | Certain |  | Proposed | 222 |  |  |  |  | Sinohydro | [5 empty] | After a failed tender process, Sinohydro has expressed interest in conducting a feasibility study in July 2012 | MOU signed late August 2012. |  |  |  | Estimated cost is 180 million Euro. Conversion conducted in August 2012 and may not be correct at date of review. WWF and local groups have been opposing this dam. | FILE
| Africa | Morrocco |  | Tanafnit El Borj Dam | Oum Er Rbia River | Hydropower | 1 | 40 | [7 empty] | Completed |  | German Bank for Reconstruction |  | China International Water and Electric Corporation |  | Siemens, Koncar |  |  |  | 2007 |  |  |  | EIA identified several problems that needed to be addressed in development (hydro4africa) |  | 塔纳夫尼特
2012-01-12 | Africa | Mozambique | Manica | Boa Maria Dam | Pungue River | [10 empty] | Proposed | [13 empty] | Expected to have servere negative effects on the Zambezi delta |  |  | Funding unsecured
2013-06-20 | Asia (S) | Nepal |  | Chameliya Hydropower Project | Chameliya River | Hydropower |  | 30 | Medium | [6 empty] | Under Construction | 76.9 | Economic Development and Cooperation Fund (South Korea), OPEC | Korea joint venture-KHNP Consortium (Korea Hydro & Nuclear Power Co, Hwachon Plant Construction Co; Sean Engineering and Construction Co-and Nepal Hydro & Electric Ltd) |  |  | Gezhouba |  |  | 39083 | 2015 |  | Project start date delayed to March 2015. The Economic Development and Cooperation Fund (EDCF), the South Korean aid agency that manages Korea's Exim Bank, blamed the poor performance of the Chinese contractor assigned to do the civil works including digging the tunnel for the delay. In its assessment report after the field visit, the EDCF said that the delay in civil works had affected the electro-mechanical works too. The Korean assessment found out that the civil works preceding the electro-mechanical works had been delayed due to the contractor's "low priority, less profitability" attitude. Chinese contractor China Gezhouba Water and Power (Group) Company is doing the civil works that include building the intake, penstock tunnel and powerhouse.Contract payment problems - work suspended in 2011 February |  |  |  | 查莫里亚水电 | construction started in 2006-2007. Nepal has requeste loans from Korea, OPEC for transmission lines | http://www.hydroworld.com/news/2013/04/27/completion-date-of-chameliya-hydro-project-pushed-back-four-years.html
2013-06-20 | Asia (S) | Nepal |  | Upper Marsyangdi "A" Hydropower Station |  | Hydropower |  | 121 | Large | [6 empty] | Proposed | 164 |  | GMR (India) | Sinohydro | 14 | Sulzer Hydro | Sinohydro |  |  |  |  | Contract signed |  |  |  |  | Sinohydro Bureau 14: 90% stake - Construction to take 4 years and Sinohydro to act as the operator for 35 years before handing over the rights to Nepal's state-owned power firms. Sinohydro announced the contract on January 11, 2011.
2013-06-20 | Asia (S) | Nepal |  | Kulekhani III |  | Hydropower |  | 14 | [5 empty] | Certain | Primary | Under Construction |  | Nepal Government | Nepal Electricity Authority | Sinohydro | 11 |  |  |  | 2008 | [6 empty] | 库里卡尼 |  | FILE
2013-05-17 | Asia (S) | Nepal |  | Middle Marsyangdi Hydroelectric Project |  | Hydropower |  | 72 | Large | [6 empty] | Completed | 173 | Kreditanstalt für Wiederaufbau (KfW) | Nepal Electricity Authority | China International Water and Electric Corporation |  |  |  |  | 2001 | 2007 |  | Delays due to political situation and conflict | [5 empty] | http://www.livemint.com/2008/09/24001233/Chinese-cos-play-the-credit-ca.html
2013-06-19 | Asia (S) | Nepal |  | Modi Khola Hydropower Project |  | Hydropower |  | 14 | Medium | [6 empty] | Completed | 30 |  |  | China International Water and Electric Corporation | 11 |  |  |  | 1996 | 2000 | [5 empty] | 莫迪水电站
2013-04-16 | Asia (S) | Nepal | Ilam Municipality | Puwa Khola Hydropower Dam | Mai Khola | Hydropower |  | 6.2 | Small | [6 empty] | Completed | 15.7 | Government of Nepal | Sinohydro | [5 empty] | 2000-04-01 | [7 empty] | Sinohydro: $12 million investment
2011-10-11 | Asia (S) | Nepal | Banke | Shikta Project (Sikta) | Rapti river | Irrigation | [7 empty] | Certain | Primary | Completed |  | Government of Nepal | Ministry of Water Resources of Nepal | Sinohydro, Sinohydro-Lumbini (Nepal) JV | 11 |  |  |  | 2006 | 2010 |  |  |  | Largest irrigation project in Nepal; went defunct due to lack of funds for 20-30 years until Sinohydro came on board Sinohydro only has phase I and II of the projects, it was found ineligble to bid for phase III |  |  | Started 2006
2013-04-16 | Asia (S) | Nepal |  | Upper Bhotekoshi Hydropower Project | Bhotekoshi River | Hydropower |  | 36 | Medium | [6 empty] | Completed | 98 | Himal International Power Company, Panda and Harza |  | Gezhouba |  | Harbin | [7 empty] | first privately funded HPP in Nepal; first overseas project privately funded by a US Company |  |  | completed mid-1990s. Privately financed by shareholders Himal International Power Company, Panda and Harza, the latter two are American companies.
2013-05-10 | Asia (S) | Nepal |  | Upper Marsyangdi 2 Hydroelectric Project | Marsyangdi River | Hydropower | 1 | 600 | Large | 31 |  |  |  | Certain |  | Proposed |  |  | Himtal Hydro Power Company | Sinohydro |  |  |  |  | 2016 | [5 empty] | Affected by regional violence by Maoists in 2010 |  | GMR Group (India) has acquired 80% stake in Himtal Hydropower Company Pvt. Ltd. | http://myrepublica.com/portal/index.php?action=news_details&news_id=53649
2013-05-10 | Asia (S) | Nepal | Pokhara | Upper Marty Hydropower Station | Marty River | Hydropower | 1 | 25 | Medium | [6 empty] | Proposed |  |  |  | Sinohydro | [7 empty] | Sinohydro announced 27 September 2012 that it had won the construction and installation of electron mechanical equipment and metal structure for Upper Marty Hydropower Station in Nepal. | [5 empty] | FILE
2013-04-16 | Asia (S) | Nepal |  | Upper Modi Khola Project |  |  |  | 25 | Medium |  |  |  |  | Certain |  | Under Construction |  | China International Water and Electric Corporation - 80 percent of the cost, Bijaya Babu Malla, executive chairman of Modi Power Ltd, has put in 20 percent. | China International Water and Electric Corporation |  |  | Sinohydro Sidhi Consultancy |  |  | 2013 | 2015 | [7 empty] | FILE
2013-06-19 | Asia (S) | Nepal |  | Upper Tama Koshi Hydro Project |  | Hydropower |  | 456 | Large |  |  |  |  | Certain | Primary | Under Construction | 1337 | Citizen Investment Trust and Rastriya Beema Sansthan, Employees Provident Funds | Upper Tamakoshi Hydro Company | Sinohydro | 11 |  |  |  | 2011 | 2015 |  |  |  |  | The Himalayan News Service reported that the homes of 17 families had been damaged by explosions from road construction associated with the project. They were displaced and not informed in advanced and have asked for compensation. The dam authority said that they had provided comepsnation and asked them to move to another area - July 2011 | 上塔马克西 | Agreement signed August 2010, construction to begin after monsoons. Financiers domestic capital - Citizen Investment Trust and Rastriya Beema Sansthan (each will issue loans of 2 billion rs), Employees Provident Funds (10 billion Rs). Sinohydro won a 1.21 billion yuan contract from the Nepal Electricity Authority. 31 December 2010, Power pruchase agreement agreeing to pay Rs 6 per unit during dry season and Rs 3.13 during rainy season. The project is 90% owned by Sinohydro with local partners Nepal Zagreb Martha having 10%. | FILE
2013-06-20 | Asia (S) | Nepal |  | Upper Trishuli 3 'A' | Trishuli River | Hydropower | 2 | 61 | Large | [6 empty] | Under Construction | 89.18 | China Exim Bank, Nepal | Sinohydro, HydroChina Corporation | Gezhouba | [7 empty] | Following widespread criticism, the Nepal Electricity Authority (NEA) board on June 12, 2013, withdrew its earlier decision to upgrade the capacity of Upper Trishuli 3 'A' from 60 to 90 MW |  | Major fish migrations blocked, impeding fisheries. Nepal Electrical Authority currently undertaking an EIA. |  |  | (Nepal and China signed a concessional loan agreement of Rs 7 billion from China Exim Bank for the construction of Upper Trishuli 3A Hydropower project. The two sides also signed and exchanged Letters of Exchange for a Chinese grant of Rs 547 million for the widening of Ring Road along with other mutually agreed projects. - 28 Feb 2011). The construction work on the projects will start in next financial year and they will start generating electricity from 2011-12. "Tri A" will be completed and start production around 2011, and "Tri B" around 2012. Power house and road to site already completed, only 4 km of undergrown tunnel is left. China Exim Bank will fund Trishuli A. Trishuli B will be paid for with domestic funds. Builder is not yet determined but China Exim would like the loan it provides to be tied, and Nepal government prefers an untied loan so that it can "economize." Protesting workers at Trishuli A working on settlement with Gezhouba - 14 Feb 2013. | http://www.mof.gov.np/publication/press/2009/4nov.pdf; Sinohydro's website and local reporting in Nepal's media http://www.myrepublica.com/portal/index.php?action=news_details&news_id=49983
2013-06-20 | Asia (S) | Nepal |  | Upper Trishuli 3 "B" | Trishuli River | Hydropower | 2 | 44 | Large | [6 empty] | Under Construction | 67 | China Exim Bank, Nepal | Sinohydro, HydroChina Corporation | Gezhouba | [9 empty] | Major fish migrations blocked, impeding fisheries. Nepal Electrical Authority currently undertaking an EIA. |  |  | (Nepal and China signed a concessional loan agreement of Rs 7 billion from China Exim Bank for the construction of Upper Trishuli 3A Hydropower project. The two sides also signed and exchanged Letters of Exchange for a Chinese grant of Rs 547 million for the widening of Ring Road along with other mutually agreed projects. - 28 Feb 2011). The construction work on the projects will start in next financial year and they will start generating electricity from 2011-12. "Tri A" will be completed and start production around 2011, and "Tri B" around 2012. Power house and road to site already completed, only 4 km of undergrown tunnel is left. China Exim Bank will fund Trishuli A. Trishuli B will be paid for with domestic funds. Builder is not yet determined but China Exim would like the loan it provides to be tied, and Nepal government prefers an untied loan so that it can "economize." Protesting workers at Trishuli A working on settlement with Gezhouba - 14 Feb 2013. | http://www.mof.gov.np/publication/press/2009/4nov.pdf; Sinohydro's website and local reporting in Nepal's media http://www.myrepublica.com/portal/index.php?action=news_details&news_id=49983
2013-06-20 | Asia (S) | Nepal |  | West Seti Dam | West Seti River | Hydropower |  | 750 | Large |  |  |  |  | Certain |  | Proposed | 1600 | China Exim Bank | CWE Investment Company of China (subgroup of Three Gorges Project Corporation ) | [5 empty] | 2012 | 2020 |  | Resolved - Major sticking point as of August between China EXIM and Nepal Government is the terms of the loan. EXIM will only offer at commerical rates. January 2011- Still seeking financiers. From the Himalayan News Service - The WSHPL signed an MoU with China National Machinery Import and Export Company in December last year in the presence of Prime Minister Madhav Kumar Nepal and Energy Minister Prakash Sharan Mahat in Beijing. “CMEC backed out of the deal a few months later without citing any reason,” said the power project. The Australian promoter, Snowy Mountain Energy Corporation, decided to stop funding to the liaison office in Kathmandu and field offices in Doti and Dadeldhura in August. The project was supposed to come up with complete financial arrangements by December-end. The ministry has not responded to the request. “We need to discuss it all,” said an official at the ministry. In its letter, the hydro project stated, “CMEC has said it is ready to talk if the government is willing to commission the project under Public Private Partnership programme.” Will resume after 2008 monsoon, after delay in 2007 because of continued political uncertainty. China will finance some of the project: earlier reports said China Exim ($ 400 million); Industrial and Commercial Bank ($300 million) and Bank of China ($200 million); SMEC (Australian developer of project since 1994 with 74% stake) in Sept 08 said it will offload 15% each to IL&FS (Indian company), Asian Development Bank (ADB), government of Nepal, China National Machinery and Equipment Import and Export Corp. (CMEC) and 14% to the Nepalese financial institutions. Work projected to take 5.5 years. China, and Australia are stakeholders/partners, as well as ADB and Nepalese government and investors. March/April 2011 - TGPC wrote to the Government of Nepal threatening to pull out after a Parliamentary Committee decided to examine the awarding of the contract. This was resolved on April 3. TGPC will hold 75% equity in the project and the Nepal Government 25%. | Cabinet decided to revoke the license for the dam - July 2011. Currently in limbo, CTGC seems to be losing interest. | Originally an export dam to India, now majority of energy will be for domestic use, with surplus going to China. About 150 MW of electricity would be allocated for the industrial development of local area. Methane releases from reservoir. An estimated 2,322 ha of land will be acquired for permanent project features and 678 ha for the transmission line. This includes: 659 ha of cultivated land, 1,202 ha of forest, 246 ha of grassland, and 206 ha of shrubland. The dam will prevent migratory fish species from reaching upstream spawning grounds and so they will disappear from the upper Seti River. Flow fluctuations from power station discharges will also reduce fish numbers downstream of the tailrace outlet. A small section of the line – less than 3 km – will cross the Shukhalaphata Wildlife Reserve. Resettlement problems: 1. Violation on information disclosure (draft EIA never disclosed to affected people, violates ADB Public Communication Policy); 2. inadequate consultation; 3. no free, prior and informed consent; 4. deception on people's consent; 5. livelihood losses (resettlement in Kailali District of Terai very different from submerged areas, much less biodiversity); and 6. community disintegration | 1500 households to be displaced; 1575 households to be displaced; about 13,000 will be impacted, 7870 will be resettled outside project area and 1200 will relocate locally (EIA) |  | February 2012 - CTGC signed an MoU with the Nepal government for construction of WSHP. CTGC was supposed to hold 75 percent stake in the project and the Nepal Electricity Authority (NEA) 25 percent. The CTGC had also agreed to provide 2-5 per cent shares to the local investors from its stake and help the NEA to secure a soft term loan from the Exim Bank of China for the project. As per the revised MoU, the CWE will now provide 10 per cent stake to the local investors and agreed to make the project multipurpose by including irrigation, fishery and water transportation components in the project. The Chinese company has also reportedly agreed to help generate funds for construction of the transmission line simultaneously so that the electricity generated could be linked to the national grid without delay. China Exim bank and China Development bank have already expressed interest to invest in the project and provide additional funds for construction of the transmission line | http://www.myrepublica.com/portal/index.php?action=news_details&news_id=54187
2013-04-16 | Africa | Niger |  | Kandadji | Niger | Hydropower | 1 | 130 | Large |  |  |  |  | Certain |  | Under Construction | 670 | Islamic Development Bank, OPEC Fund for International Development, African Development Bank, Saudi Development Fund | Haut Commissariat à l'Aménagement de la Vallée du Niger | Sinohydro |  |  |  |  | 2008 | 2013 | [7 empty] | Sinohydro provided info 7/09
2013-06-06 | Africa | Nigeria |  | Mambila |  | Hydropower |  | 3050 | Large |  |  |  |  | Certain |  | Proposed | 3200 | China Exim Ban,k Nigeria Government |  | Sinohydro, China Gezhouba | [7 empty] | Nigeria's State Minister for Power, Zainab Kuchi, said at the document signing ceremony that China's Export-Import Bank would pay for 85% of the US$3.2 billion project, with the remainder being picked up by the country's government and other private equity funds. |  |  |  |  | Expected to be BOT project with 15% contribution from the Chinese parties. Of the Chinese company shares - When completed, Mambilla will become the largest single hydro power project in the country; the proposed contracting structure for Mambilla stipulates that Messrs Sinohydro will cover 70 per cent of the project while Messrs CGGC Limited (China Gezhouba Group Company) covers 30 percent of the project scope.
2013-06-06 | Africa | Nigeria | Niger | Zungeru |  | Hydropower |  | 700 | Large |  |  |  |  | Certain | Primary | Proposed | 1294 |  |  | Sinohydro Corporation, China National Electrical Engineering Corporation | [7 empty] | Contract signed 11 December 2012. The Federal Executive Council (FEC) on Wednesday approved a N162.990 billion contract for the construction of 700 megawatts Zungeru hydro-electric power project in Niger State.
2013-06-06 | Africa | Nigeria | Niger | Zungeru | Kaduna | Hydropower |  | 950 | Large | 116 |  |  | 27.05 | Certain |  | Under Construction | 1294 |  |  | Sinohydro Corporation, China National Electrical Engineering Corporation |  |  |  |  | 2013 | [7 empty] | Contracted sum reported is N162.9 billion
2013-04-16 | Africa | Nigeria |  | Zamfara Dam |  | Hydropower |  | 100 | Large |  |  | 100 | 2000 |  |  | Completed | 163 | China Exim Bank | Power Holding Company of Nigeria (PHCN) | China Geo-engineering Corporation |  |  |  | Sofitel Capital Corporation (US) | [8 empty] | scheduled to start providing power to the national grid in the first quarter of 2011. (From financiers) China-Import/Export Bank and will be guaranteed by Sofitel Capital Corporation and Intercontinental Bank Plc, who will maintain the project for seven years | http://www.electricityforum.com/news/sep08/ChinesehelpingNigeriaandKenyabuild.html
2013-06-20 | Asia (S) | Pakistan | Sindh | Allai Khwar Hydropower Station | Allai Khwar (trib to Indus) | Hydropower |  | 121 | Large | 51 |  |  |  | Certain | Primary | Completed | 137 | China EXIM Bank; Pakistan Government, WAPDA | Dongfang Electric Corporation | Sinohydro |  | Guangxi Water and Electric Power Construction Group |  |  |  | 2013 | [6 empty] | Began commercial operation in the first week of March 2013. | http://www.hydroworld.com/articles/2013/02/wapda-begins-mechanical-trials-of-121-mw-allai-khwar-hydroelectr.html
2013-05-10 | Asia (S) | Pakistan | Indus River | Bunji Dam | Astore District | Hydropower | 1 | 7100 | Large |  |  |  |  | Certain |  | Proposed |  |  | Three Gorges Project Corporation | China International Water and Electric Corporation | [7 empty] | As of May 7, 2013, WAPDA has completed detailed engineering design and tender documents and will soon initiate the process to undertake construction. |  |  |  |  | MoU signed in August 2009. Govt will soon start feasibility studies. | http://paktribune.com/business/news/7100-MW-Bunji-Dams-detailed-engineering-design-completed-11159.html
2013-06-20 | Asia (S) | Pakistan |  | Darawat Dam | Jamshoro district | Irrigation | [9 empty] | Under Construction | 139 | China Exim Bank | WAPDA | Sinohydro |  | Sinohydro MAJ JV |  |  |  | 2016-17 |  | So far nearly 60% completed, now to be completed in 2016-17. |  | The command area of the dam would be 36,000 acres, which would be irrigated at High Efficiency Irrigation System (HEIS), a modern technique of irrigation which is being introduced for the first time in the country. |  |  | A memorandum of understanding (MoU) for construction of Darwat Dam in Jamshoro district has been signed with the Sinohydro Corporation at the Wapda House, Lahore, in the presence of Shakeel Durrani, the Wapda chairman, and member Water Syed Raghib Abbas Shah in May 2010. Exim Bank funding may have been withheld as of April 11, 2013. | http://wapda.gov.pk/htmls/Darawat.htm; http://www.brecorder.com/supplements/:darawat-dam-project-more-water-more-irrigation-more-cultivation/1161601:message-from-president-of-pakistan/
2013-06-20 | Asia (S) | Pakistan | Gilgit-Baltistan region, Kashmir | Diamer Basha Dam | Indus River | Hydropower | 1 | 4500 | Large | [6 empty] | Proposed | 13000 | China Development Bank; USAID |  | Three Gorges Project Corporation |  | M/S Diamer Basha Consultants (DBC) (Joint Venture of local & foreign firms, with M/s Lahmeyer a leading firm) |  |  | 2012 | 2020 |  | US funding the feasibility studies |  | work on a Karakuram Highway to link Bhasha dam also in progress | 27,000 families to be affected, 31 villages,42 billion lupies will be spent on land acquisition in the next 3 years. |  | The DBC mobilized on 5th September, 2005 and the assignment is scheduled to be completed by June, 2008. World Bank and Asian Development Bank had sought no-objection certificate (NOC) from India due to the dam “being situated in a disputed territory”. The donors offered to finance the Dasu hydropower project. However, the government has rejected the donors’ programme and wants to complete Bhasha Dam first.Sources said China had also assured Pakistan that it would hire a company to finance the construction of the dam. China Development Bank was also willing to pour money into the project. However, they said China would seek guarantees from the Government of Pakistan. 17,000 skilled labourers who have worked on three Gorges Dams are promised; CWE may become involved. The contract for review of Feasibility Studies, Detailed Engineering Design and preparation of Tender Documents awarded to M/S Diamer Basha Consultants (DBC) (Joint Venture of local & foreign firms, with M/s Lahmeyer a leading firm) | http://paktribune.com/business/news/Diamer-Bhasha-Dam-Govt-to-approach-China-local-banks-for-financing-10322.html; http://www.dawn.com/news/1019094/shoring-up-power-in-pakistan
2013-04-16 | Asia (S) | Pakistan |  | Dowarian Hydropower Project |  | Hydropower |  | 40 | Medium |  |  |  |  | Certain |  | Proposed | 80 | China |  | Sinohydro | [8 empty] | Approved by JK Development Working Party 19 November. |  |  |  | Sinohydro to find 85% of the funding for the project | FILE
2013-06-20 | Asia (S) | Pakistan |  | Duber Khwar Hydropower Project | Duber Khwar River |  | 1 | 130 | Large | 40.5 |  |  |  | Certain | Primary | Under Construction | 190 | WAPDA, IDB | Pakistan Water and Power Development Authority (WAPDA), Housing Enterprises | Sinohydro | [12 empty] | Nearing completion as of June 2013. | http://paktribune.com/business/news/21-MW-Allai-Khwar-Hydropower-Project-completed-10911.html
2013-04-16 | Asia (S) | Pakistan |  | Dubowa Power Station | River unknown; located in the North-West Province | Hydropower | 1 | 130 | Large | [6 empty] | Completed | 71.4 | Sinohydro | WAPDA | Sinohydro | [13 empty] | see the News (Pakistan) China Global listserv; http://www.dailytimes.com.pk/default.asp?page=2008%5C08%5C15%5Cstory_15-8-2008_pg5_15; http://www.thenews.com.pk/daily_detail.asp?id=135821
2013-06-20 | Asia (S) | Pakistan |  | Ghabir Dam | Ghabir River |  | 1 |  | Large |  |  |  |  | Uncertain |  | Proposed | 120 |  | Donfang Technical Associates, Habid Construction JV | [8 empty] | Work not started yet, contract awarded in September 2010, but cancelled later, now awaiting approval of revised PC-I lying with ECNEC since November 2011. Initial cost Rs 2.1 b, revised to Rs 11.7 b. |  |  |  |  | It would irrigate 15,000 acres of land. The project is expected to be completed in 3 years. | http://www.pakistantoday.com.pk/2013/06/17/news/profit/government-launches-long-term-uplift-projects-to-spur-growth/
2013-05-10 | Asia (S) | Pakistan | Attock | Ghazi Barotha Hydropower project | Indus River | Hydropower | 1 | 1450 | Large |  |  |  |  | Certain | Primary | Completed | 2300 | WB, ADB, JBIC, KfW, EIB & IDB | Pakistan Water and Power Development Authority (WAPDA) | Sinohydro |  |  |  |  | 1997 | 2004 | [6 empty] | Project was stalled because of opposition from other provinces that project would withdraw too much water from the Indus. | http://tribune.com.pk/story/389969/ghazi-barotha-dam-chinese-company-to-complete-stalled-project/
2013-06-20 | Asia (S) | Pakistan |  | Gomal Zam Dam | Gomal Zam River | Hydropower, Irrigation | 1 | 17.4 | Medium | 133 |  | 1400 | 1.6 | Certain | Primary | Under Construction | 190 | Pakistan President Fund, USAID | Frontier Works Association/WAPDA | Sinohydro | 7 | Frontier Works Association contracting, Sinohydro, Teksar |  |  | 2002 | 2013 | The dam was completed in 2012, but the power plant won't be operational until the end of 2013. |  |  | Project has resumed (5-1-08) w/Sinohydro involvement ccording to Pakistan Press; Wiki reports Sinohydro dropped in 2006 following kidnapping incident in which one Chinese engineer was killed, the other wounded and the project was subsequently given to the runner up in the original bidding process. |  |  | In 2002, Pakistan's Water and Power Development Authority (WAPDA) hired a Chinese joint venture, M/s CWHEC-HPE, to lead construction at a cost of about Rs. 4.388 billion. The venture joined China National Water Resources & Hydropower Engineering Corporation and Harbin Power Engineering Company. Work halted in October 2004 when two Chinese engineers were kidnapped by Tehrik-i-Taliban Pakistan. One was later rescued but the other killed in the attempt. Work resumed in 2007, after Pakistan put its army's construction branch, the Frontier Works Organisation, in charge. It hired as sub-contractors China's state-owned M/s Sinohydro Corporation to complete the dam, and Turkey's M/s Tekser to finish irrigation works. The total cost of the resumed project is about Rs. 12 billion. Nine workers were kidnapped in August 2012. | http://www.pakistantoday.com.pk/2013/06/17/news/profit/government-launches-long-term-uplift-projects-to-spur-growth/
2013-04-16 | Asia (S) | Pakistan |  | Jinnah Hydropower Station | Indus River | Water supply | 1 | 96 | Large | [6 empty] | Completed | 128 | WAPDA |  |  |  | Dongfang Electric Corporation, MWH, Hydro China (CMECC - design and investigation) |  |  | 2006 | 2010 |  |  |  | Will be built at site of existing Jinnah dam, a water supply dam on the Indus river |  |  | Contract signed with CMECC 2003; anticipated completion in June 2011. Turn key cost of the project is $ 128 million, Turbines supplied by by Dongfang Electric Corporation | 5-1-08 Pakistan Press International Information Services "Senate: Work on Gomal Zam dam to be completed by 2010…", http://www.wapda.gov.pk/pdf/gomalzam.pdf
2013-06-20 | Asia (S) | Pakistan |  | Keyal Khwar Hydropower Project | Keyal Khwar | Hydropower |  | 122 | Large |  |  |  |  | Certain | Primary | Under Construction | 254 | Kreditanstalt fur Wiederaufbau (German development bank) | WAPDA |  |  | Dongfang Electric Corporation |  |  | 2013 | 2016 |  | Russia has also expressed interest in the proejct. |  |  |  |  | KfW loan for feasibility study | http://pakistan.onepakistan.com.pk/news/city/lahore/179917-construction-on-122-mw-keyal-khwar-project-to-start-in-april-this-year.html
2013-04-16 | Asia (S) | Pakistan |  | Khan Khwar Power Station | Khan Khewar River (tributary to Indian River) | Hydropower |  | 72 | Large | [6 empty] | Completed | 97 | Arab Abu Dhabi Foundation | Wapda | Sinohydro |  | Dongfang Electric Corporation |  |  |  | 2011-02-01 |  | Substanitally completed as of Feb 2011 |  |  |  |  | Anticipated completion in 2008 | http://www.wapda.gov.pk/vision2025/htmls_vision2025/keyalkhp.html
2013-04-16 | Asia (S) | Pakistan |  | Kohala Hydropower Project |  | Hydropower |  | 1100 | Large |  |  |  |  | Certain |  | Proposed | 2200 |  |  | China International Water and Electric Corporation |  |  |  |  | 2012 | [7 empty] | Associated Press of Pakistan, April 5 2011- China to invest in hydel, renewable energy power projects | http://dawn.com/2012/05/07/china-group-interested-in-ajk-power-projects/
2013-06-20 | Asia (S) | Pakistan | Kasmir | Korrak/Karot Hydropower Project |  | Hydropower |  | 720 | Large |  |  |  |  | Certain |  | Proposed | 1200 |  | Associated Technology Ltd | China International Water and Electric Corporation | [5 empty] | 2017 |  | Agreement signed April 5 2011 |  |  |  |  | Electricity produced will be sold at $0.072/kWh | FILE
2013-06-19 | Asia (S) | Pakistan |  | Malakand III Hydropower Project |  | Hydropower | 1 | 81 | Medium |  |  |  |  | Certain | Primary | Completed | 37.31 |  | Sarhad Hydel Development Ogranization | China International Water and Electric Corporation | 11 |  |  |  | 2004 | 2008 | [6 empty] | Run of the river dam build near the existing Jabban and Dargai on the Upper Swat canal system. | FILE
2013-06-20 | Asia (S) | Pakistan | Jhelum | Mangla Dam Raising Project | Jhelum River between Punjab and Kashmir |  | 1 |  | Large | 120 |  |  |  | Certain | Primary | Completed | 240 | China, Pakistan |  | China International Water and Electric Corporation | 11 |  |  |  | 2009 | 2011-09-01 |  | Water level rose to 1170.4 ft due to melting glacier in June 2013. |  |  |  | 曼格拉 | China International Water and Electric Corporation with 38% of contract for main components. On completion, the project would have additional storage of 2.88 million acres ft. It would generate additional 644 GWh of annual energy due to availability of water for a long period. The project cost is Rs. 101,384 million. The project can increase 3.7 billion cubic meters of water storage. | http://www.pakistantoday.com.pk/2013/06/17/news/profit/government-launches-long-term-uplift-projects-to-spur-growth/; http://www.brecorder.com/pakistan/industries-a-sectors/124224-water-level-raised-in-mangla-dam.html
2013-05-31 | Asia (S) | Pakistan | Kashmir | Neelum-Jhelum Dam | Azad Jammu & Kashmir, Muzaffarabad District; Neelum River | Hydropower - diversion | 1 | 969 | Large |  |  |  |  | Certain |  | Under Construction | 5860 | UAE, Saudi Fund for Development, China EXIM, Kuwait Fund | Neelum Jhelum Hydropower Project Company | China International Water and Electric Corporation |  | Gezhouba | China National Machinery and Export Coporation |  |  | 2016 |  | As of August 2012, 40% completed. NKHPC is a wholly owned subsidary of the Water and Power Development Authority | China Exim signed a $448 million loan for the project in May 2013 | Project has been considered potentially risky because it is located in an area still recovering from the 2005 earthquake and political unrest. Diversion dam project, water will be divered along a 47 km tunnel. 1,100 Chinese engineers and workers will be employed. The project is expected to be completed by October 2015. | 80% of land has been possessed. |  | Contract signed between Gezhouba & CMEC & Water and Power Development Authority of Pakistan; anticipated construction period of 93 months; foundation stone layed February 2008. International reinsurance companies like Swiss Re and Munich Re are shying away from opportunity to sell risk covers because of fears over war, terrorism, and earthquake damage. Chinese contractors have expressed that they will not continue work after August 10, 2012 if the overdue amount of Rs 7.8 billion is not paid. MOF arranged for an emergency credit line of Rs 3 billion to allow for construction to continue. A verdict of International Court of Arbitration in February 2013 upheld India's right to divert water from a Neelum River tributary for its 330-MW Kishanganga hydropower project., Pakistan would have to face around 150 billion annual loss as the designed capacity of 969MW Neelum-Jhelum Hydropower Project may have to be reduced by 150MW. | http://www.hydroworld.com/articles/2013/05/969-mw-neelum-jhelum-hydropower-project-gets-boost-from-china-ex.html
2013-04-16 | Asia (S) | Pakistan |  | Satpara Dam |  | Hydropower |  | 17.3 | Medium | 39 | [5 empty] | Completed | 52 |  | China Machine Building International Co and Central China Power Group | [6 empty] | 2011-11-01 | [6 empty] | This project is located on Satpara nallah, about 7 kms south of Skardu town. The dam is 39m high. When completed the project would have live storage of 52980 acres ft. Electricity for local use only. | http://www.dailytimes.com.pk/default.asp?page=2010\12\16\story_16-12-2010_pg5_9
2013-04-16 | Asia (S) | Pakistan | Kashmir and Azad Jammu | Shounter Hydropower Project | Shounter River | Hydropower | 1 | 48 | Medium |  |  |  |  | Certain |  | Proposed |  |  | Sinohydro | [6 empty] | 2017 | [7 empty] | http://www.sinohydro.com/664-1768-605545.aspx
2013-04-16 | Asia (SE) | Papua New Guinea |  | Yonki Toe Hydropower Project | Ramu River | Hydropower | 1 | 18 | Medium | [6 empty] | Completed | 7.4642 |  |  | China National Electric Equipment Corporation | 1 | Sinohydro |  |  | 2008-07-01 | 2010-07-01 |  |  | EPC Contract | The area was active seismically and had complex geological conditions. Main features of the dam included: an earthfill dam 60m high, 680m crest length, volume of 2.8 x 106m3 with a storage volume 336 x 106m3; 500m, diameter steel lined outlet conduit; upgrated concrete lined spillway; installation and commissioning of two additional 15MW units and refurbishment of the three existing 15MW units in Ramu 1 hydro power station; realignment of 6km of the Highlands Highway and construction of 16km of all-weather rural road. SMEC's services included: review and updating of previous studies; detailed investigations; preparation of a feasibility study; detailed design and preparation of full technical specifications for civil contracts and electrical and mechanical plant contracts; design and preparation of specifications for water control plant; analysis of tenders and recommendations for award of contracts; preparation of construction drawings; construction supervision of civil works and all the electrical and mechanical works; and contract administration including claims resolution. |  |  |  | Sinohydro website 2 Feb 2010
2012-08-07 | Latin America | Peru | Ayacucho and Apurimac | Santa Maria Hydropower Project |  | Hydropower |  | 750 | [8 empty] | 1600 |  | Peruvian Utility Energia Azul | China Gezhouba | [5 empty] | 2020 |  | Ministerio de Energia y Minas conducted feasibility studies in September 2008 |  |  |  |  | MOU signed | FILE
2012-04-30 | Asia (SE) | Philippines | Pangasinan | San Roque | Agno | Irrigation, Hydropower |  |  |  | 210 |  |  | 990 |  |  | Under Construction |  | Philipines, China Exim Bank ($89.1 million) |  | China Camce Engineering Co Ltd |  | National Power | [7 empty] | Japan Bank refused to offer loan after pressure from local NGOs |  |  | Govt of Philipines and China Exim Bank loan of $27million | http://www.neda.gov.ph/ads/press_releases/pr.asp?ID=1013
2011-05-16 | Asia (SE) | Philippines |  | Laiban Dam |  | Irrigation; Water supply | 1 | [8 empty] | Proposed | 510.786 |  | Abacus Consolidated Resources and Holdings Inc. or San Miguel Corp | Sinohydro | [7 empty] | Contract signed January 2010 |  |  |  |  | July 2010 tenders to Metropolitan Waterworks and Sewerage System, Sinohydro and local company submit an unsolicited proposal for joint venture project. | http://businessmirror.com.ph/index.php?option=com_content&view=article&id=28150:abacus-also-makes-bid-for-laiban-dam-project&catid=24:companies&Itemid=59 also stock holding annoucement
2013-05-28 | Asia (SE) | Philippines |  | Diduyon Hydropower Project | Diduyon River | Hydropower | 1 |  | Large | 103 |  |  |  | Uncertain |  | Proposed | 600 | Chinese bank - unspecified | Philippine Green Energy | Gezhouba | [9 empty] | The scope of works includes a 103-meter, high-rolling compaction concrete dam; an 11-kilometer intake tunnel; a 332-megawatt powerhouse and associated switchyard; a 45-kilometer transmission line; and a 40-kilometer permanent highway. |  |  | 01/2010 China Gezhouba Group Company Limited signed a $600 million contract with Philippine Green Energy Management Company Limited | www.electricityforum.com/news/dec09/ChinesefirmwinsFilipinohydroorder.html
2011-09-28 | Africa | Republic of Congo |  | Liouesso Dam |  | Hydropower | 1 | 19 | Medium | [7 empty] | 207 | Government | Government |  |  | China National Machinery & Equipment Import and Export Corporation Sinohydro Gezhouba | [5 empty] | All three companies have been shortlisted for the project | [5 empty] | FILE
2012-04-20 | Africa | Republic of Congo | Sangha |  |  |  | 1 |  | Large |  |  |  |  | Uncertain |  | Proposed | 700 |  |  | Sinohydro | [12 empty] | SinoHydro is due to start construction of the dam in June 2011, which should provide hydroelectric power for the whole northern region of the central African country. | FILE
2013-04-16 | Africa | Republic of Congo |  | Buangza Hydropower Station | Niari River | Hydropower | 1 | 74 (restoration) | Large | [5 empty] | Primary | Under Construction |  |  | SNE (GoC) | Sinohydro | 14
2013-04-16 | Africa | Republic of Congo |  | Imboulou | Lefini River, tributary to Nile | Hydropower | 1 | 120 | Large |  |  |  |  | Certain |  | Completed | 280 | China Exim Bank | SNE (GoC) | Sinohydro | 14 | China National Machinery and Equipment Import and Export Corporation (CMEC) |  |  |  | 2011-05-01 | [5 empty] | 英布鲁，刚果（布） |  | FILE
2011-09-28 | Africa | Republic of Congo |  | Moukoukou Dam (repairs) | Bouenza River |  | 1 | 74 | Large |  |  |  |  | Uncertain |  | Under Construction | 12 | China Exim Bank |  | China National Machinery and Equipment Import and Export Corporation |  | Zhenwei and Weihai International Economic Technical Cooperative (Weitc) |  |  | 2004 | 2007 | 2007 | [6 empty] | FILE
2013-04-16 | Europe | Romania | Cluj | Tarnita-Lapustesti Pump-Storage Hydropower Plant | Somesul Cald River | Hydropower | 1 | 1000 | [5 empty] | Uncertain |  | Proposed |  |  | Gezhouba | [5 empty] | 2012 | 2018 |  | Gezhouba expressed interest in investing in the construction of the power plant after Deloittee contacted over 100 potenital investors. | [5 empty] | FILE
2013-04-16 | Europe | Russia |  | Trans-Sibirskaya Hydropower Plant | Shilka | Hydropower | 1 | 400 -900 | Large |  |  |  |  | Uncertain |  | Proposed |  |  |  | En+, China Yangtze Power Company | [12 empty] | Part of the signed a framework for cooperation for the development of hydropower projects in Russia | FILE
2011-09-28 | Europe | Russia | Krasnoyarsk Region | Nizhne Angarskaya HPP | Angara River | Hydropower | 1 | 600 - 1500 | Large | [6 empty] | Proposed |  |  | China Yangtze Power Company EuroSibEnergo | [14 empty] | FILE
2013-04-16 | Africa | Senegal |  | Gouina Hydropower Project |  | Hydropower |  | 140 | Large |  |  |  |  | Certain |  | Under Construction |  |  | Organization pour la Mise en Valeur du Fleuva senegal | Sinohydro | 16, 5 |  |  |  | 2010-05-01 |  |  | Contract signed 18 May 2009 (EPC contract) Sinohydro reports capped on September 2012. | [5 empty] | FILE
2013-04-22 | Europe | Serbia |  | Ulog Hydropower Plant Project | Neretva River | Hydropower | 1 | 17.5 | Small |  |  |  |  | Certain | Primary |  |  | China Development Bank | EFT Group (Serbian) | Sinohydro | [12 empty] | 42 months | Data provided by Sinohydro
2012-04-20 | Africa | Sierra Leone |  | Bumbuna Hydroelectric power project | Seli River | Extension | 1 | [6 empty] | Certain |  | Proposed | [5 empty] | China Communication Constrution Company | [5 empty] | An exclusive MOU was signed in May 2011 (exclusivity period of 6 months) for establishing a JV to design the expansion Financing of the dams was to be supported by an ESE IPO on the Hong Kong Stock exchange. |  |  |  |  | Expansion is associated with the Tonkolili iron ore project. Original dam was completed in 2009 with support from the World Bank. | FILE
2012-04-04 | Africa | Sierra Leone |  |  | Bankasoka | Hydropower |  | 3 | Small |  |  |  |  | Certain |  | Under Construction |  | Government of China, UN Industrial Development Organization | [6 empty] | 2012-04-01 | [8 empty] | FILE
2013-04-16 | Africa | South Sudan |  | Biden Hydropower Project |  | Hydropower |  | 540 | Large |  |  |  |  | Certain | Primary | Proposed | 1400 | Bank of China |  | Gezhouba | [7 empty] | EPC turn-key contract for Gezhouba includes construction of power houses, diversion dam blocks, concrete spillway dams, dam blocks with concrete bottom, outlets, non-spillway dam blocks and concrete faced rock fill dams | Required from respective governments |  |  |  | 80 month costruction period | FILE
2013-05-10 | Asia (S) | Sri Lanka | Kithulgala | Broadlands Hydropower Project | Kelani River | Hydropower | 1 | 35 | Medium | 24 | [5 empty] | Proposed | 82 | ICBC, Hatton National Bank | Ceylon Electricity Board | China National Electric Equipment Corporation |  |  |  |  | 2013 |  |  |  | Cabinet project approval July 2011 | CDM credits estimated to be valued at $2.4 million | 48 families |  | Announced successful tender 23 July 2010. Funding by ICBC (85%), and Sri Lanka's Peoples Bank (15%) | http://www.dailynews.lk/2013/05/04/news13.asp
2013-06-21 | Asia (S) | Sri Lanka |  | Moragahakanda Reservior Project |  | Hydropower, Irrigation | 1 | 25 |  | 61 | [5 empty] | Under Construction | 252.3 | China Development Bank |  | Sinohydro |  |  |  |  | 2007 | 2016 |  | The irrigation project already exists but the reservior is expected to support the existing project | Approval of contract by the Cabinet |  | 1,581 families will have to be resettled. 221 families had been resettled by June 2013. |  | The main aim of the project is to provide irrigation water facilities to 81,442 hectares of land in the Dry Zone. Around 100,000 families, especially the agricultural and inland fishery communities, are expected to benefit from the project. In addition to local staff, nearly 125 Chinese nationals work at the site as technical and technological hands. | http://www.sundayobserver.lk/2013/06/02/fea13.asp
2012-01-12 | Asia (S) | Sri Lanka |  | Yan Oya Reservior |  | Irrigation; Water supply | 1 | [8 empty] | Proposed |  |  | Ministry of Irrigation and Water Resoures Management | China CAMC Engineering Corporation |  |  |  |  | 2012 | 2016 | 2016 | Annouced by Xinhua news agency in November 2011 |  |  |  |  | Beneficial project to rehabilitate eastern provinces after a long civil war. The project includes two main irrigational channels along the banks of Yan Oya and an anicut dam to release surplus water to the nearly 20 kilometers long channels. Once completed the anicut scheme would be able to feed more than 50 medium and micro scale tanks feeding 6,000 acres. Additionally, the project is expected to provide potable water for the people in the northeast. According to the officials the project will be a precursor to alleviate poverty of at least 12,000 families in the area affected by the decades-long armed conflict between the government troops and the Tamil Tiger terrorists. | FILE
2013-04-16 | Africa | Sudan | Damazin, Blue Nile | Roseires Dam | Blue Nile River | Rehabiliation Heightening, Irrigation, Hydropower | 1 | 280 ; may double with extension | Large | 60 |  |  | 2.386 | Certain |  | Proposed | 396 | Arab Fund for Economic Development, Islamic Development Bank, Kuwaiti Fund for Economic Development, OPEC Fund, Abu Dhabi Fund for Development | GoS | Sinohydro | 5, 7 | China International Water and Electric Corportion SMEC International (Austrialia) Coyne et Bellier of France | [7 empty] | The dam, built during the 1960s, is located on the Damazin rapids in the Blue Nile, about 520 kilometres south-east of the capital Khartoum and about 150 kilometres downstream from the Ethiopian border. Expected to displaced 22,000 people due. |  | 罗赛雷斯大坝 | Contract signed 28 April 2008. the Kuwait Fund for Arab Economic Development (KFAED) will extend Sudan a 58-million Kuwaiti Dinar (USD 212 million) loan for heightening the Roseires Dam. SMEC International (Austrialia) and Coyne et Bellier of France will consult (also signed agreement with Sudanese government) | FILE
2013-05-15 | Africa | Sudan |  | Upper Atbara Hydro Junction Project | Atbara River | Hydropower, Water | 2 | 320 | Large |  |  | 5000 | 2.7 |  | Primary | Completed | 838 | Sudan | Sudan Government | China International Water and Electric Corporation, Sinohydro | 7 | Sinohydro; Harbin Power Engineering Co Ltd (mechanical and electrical project) |  |  |  | 2010-05-01 |  | 64 months construction time |  |  |  |  | Contract signed 7 April 2010; Sinohydro is working with CIWEC on the project. Sinohydro is to do the civi engineering and water dam project machinery and equipment (valued at $419 million) -CIWE share is 51% and Sinohydro share is 49% of the project. | FILE
2013-04-16 | Africa | Sudan | Northern Sudan | Merowe Dam | Nile River | Irrigation Hydropower | 1 | 1250 | Large | 67 |  |  | 12.5 | Certain | Primary | Completed | 1200 | China Exim Bank, Arab funders, Sudanese Government | Dams Implementation Unit (DIU), Government of Sudan | Sinohydro | 13 | China International Water and Electric Corporation |  |  | 2004 | 2009 | 2009 |  |  | This project has been marred by human rights violations of dam-affected communities, and a disregard for significant cultural sites and antiquities. Some of the 1,700 Chinese workers brought in to build the project have also reportedly experienced hostilities after appropriating local communities’ water supply for the dam project | At least 50,000 people are being displaced from fertile lands in the Nile Valley to harsh desert lands, against their will. |  | Sinohydro Bureau 13 building roller gates - Hydraulic Works only | http://www.middle-east-online.com/english/?id=30743
2013-04-16 | Africa | Sudan |  | Kajbar Dam | Nile River | Hydropower |  | 300 | Large | [6 empty] | Proposed | 270 | China, Sudan | [12 empty] | The Kajbar Dam will submerge approximately 90 villages in Sudan's Nubian North - a region that was badly affected by the Aswan High Dam. When villagers protested against the project, the security forces shot and killed four people. The Sudanese government has also detained several journalists and academics and evicted foreign diplomats because of their interest in the project. |  | China (75%), and Sudan financing project | http://www.sudaneseonline. com/cgi-bin/esdb/2bb.cgi?seq=print&board=12&msg=1181888953&rn=
2013-04-16 | Africa | Sudan |  | Shereik Hydropower projects or Sherik | Nile River | Hydropower | 1 | 420 | Large | [6 empty] | Proposed | 711 |  |  | Gezhouba | [9 empty] | The dam is a 4km structure across the Nile River |  |  | Gezhouba won the contract in June 2010, contract signed in November 2010. Lahmeyer international is providing the engineering services - preparation of the feasibility study and international tender documents. | FILE
2013-06-26 | Asia (Central) | Tajikstan |  | Nourobod-2 hydroelectric power plant | Khingob River | Hydropower | 1 | 200 MW | Large |  |  |  |  | Uncertain |  | Proposed | 300 | EXIM Bank |  | Sinohydro | [7 empty] | Turnkey contract, MOU signed 2008 |  |  |  |  | Official visit from Chinese side is planned for the fall 2013. The contract is expected to be signed then. Preliminary MOU signed 2008 | FILE
2013-06-22 | Asia (Central) | Tajikstan | Penjikent region | Zarafshon (formerly Yovon or Yavan) Hydroelectric Power Station | Zarafshon(or Zarafshan) River, Northern Tajikistan; for power to Panjakent District | Hydropower | 1 | 150 MW | Large |  |  |  |  | Uncertain |  | Cancelled | 96 | China Development Bank, China Exim Bank | Sinohydro | Sinohydro | [9 empty] | Sinohydro Corporation is also considering other projects for power stations on the Zarafshan, the Obikhingou and the Surkhob. BOT contract. |  | 扎拉夫尚 | Due to Uzbekistant's resistance, SinoHydro was forced to abandon its plans to build the dam. . Signed MOU in November 2006 on joint development of water power stations; Sinohydro signed agreement with Govt of Takijistan in January 2007. China Exim Bank also expected to provide loan. CDB loan of $200 million for development of 3 projects China Exim Bank also expected to provide loan. Sinohydro Corporation is also considering other projects for power stations on the Zarafshan, the Obikhingou and the Surkhob | http://www.asiaplus.tj/en/news/31/36795.html
2013-04-16 | Africa | Tanzania |  | Kilombero Hydropower Project | Mpanga River, Kilombero Province | Hydropower | 1 | 464 | Large |  |  |  |  | Uncertain |  | Proposed | 955 | China Africa Development Fund (CADF) | Rufiji Basin Development Authority (RUBADA) | China National Heavy Machinery Corporation | [7 empty] | Contract signed late April/May 2011 |  |  |  |  | A Memorandum of Understanding (MoU) was signed on JUne 27, 2010 between the Rufiji Basin Development Authority (RUBADA) and the China National Heavy Machinery Co-operation. The project, in Kilombero, Morogoro region, is estimated to be ready in one year. | FILE
2013-04-16 | Africa | Tanzania | Morogoro |  | Mpanga River, Kilombero Province | Hydropower | 1 | 165 | Large | [6 empty] | Proposed | 427 | China Exim Bank | Rufiji Basin Development Authority (RUBADA) | Sinohydro | [7 empty] | MOU between Sinohydro and RUBADA signed 28 April 2011. (Sinohydro Regional Director Qin Chao). Power to be sold to the national grid. | Awaiting approval by Chinese Government; MOU signed April 2011 |  |  |  | Was due to start in June 2010, but put on hold because it was under review of the Chinese Government, who was thought to have made its final decision after Tanzania's general election on 31 October 2010 | FILE
2013-04-22 | Asia (SE) | Thailand |  | Chao Phraya Hydropower Station |  |  |  | 12 | Small |  |  |  |  | Certain | Primary | Completed |  | EGAT Funds | Electricity Generating Authority of Thailand (EGAT) | Sinohydro |  |  |  |  | 2007 | 2012 | [7 empty] | http://eng.sinohydro.com/index.php?m=content&c=index&a=show&catid=42&id=112
2012-01-12 | Asia (SE) | Thailand |  | Royal Pak Phanang Water Gate | Pak Phanang River | Water supply | 1 | [8 empty] | Completed |  |  | EGAT | Sinohydro China International Water and Electric Corporation | 14 | [8 empty] | Issues with fisheries and siltation after gate built.
2011-08-08 | Asia (SE) | Thailand | Nakhon Nayok | Khlong Tha Dan Dam | Nakhon Nayok River | Irrigation; Flood control | 1 |  |  | 93 |  |  | 5.47 | Certain |  | Completed | 54 |  | EGAT | Sinohydro |  |  |  |  | 1999 | 2004 | [6 empty] | Sinohydro provided info 7/09; also named in Sinohydro's prospectus July 2011. One of the largest large scale rolled concrete dams in the world.
2013-04-16 | Asia (SE) | Thailand |  | Naresuan hydropower station | Phitsanulok | Hydropower | 1 | 8 | Small | [6 empty] | Under Construction | 18 | Italian /Thai ITD, Sinohydro | EGAT | Sinohydro |  |  |  |  | 2010 | 2012 |  | 24 months contract period |  | Contract signed May 2009. construction will take 24 months |  |  | JV between Italian /Thai ITD & Sinohydro signed June 2009. Under the agreement, Sinohydro will be responsible for the design, manufacturing and installation of electromechanical equipment, and ITD will purchase equipment from Thai local suppliers as required by EGAT, design and construct the civil engineering work as well as install electromechanical equipment. | Sinohydro provided info 7/09
2012-02-10 | Africa | Tunisia |  | Kebir-Gafsa Dam |  |  | 1 |  |  | 23.5 |  |  |  | Certain |  | Proposed | 17 | Arab Economic and Social Develoment Fund |  | China International Water and Electric Corporation | [9 empty] | 15 kilometers north of Gafsa |  | 克比尔-加夫萨大坝 |  | FILE
2012-02-10 | Africa | Tunisia |  | Meila Dam | Meilahe River | Irrigation | 1 |  |  | 49.6 |  |  |  | Certain |  | Completed | 12.8 |  |  | Sinohydro | 15 | China International Water and Electric Corporation |  |  | 2010-06-01 | 2012-01-01 | [5 empty] | 突尼斯默拉大坝 | Contract signed for construction 9/08; Sinohydro Bureau 15 says construction will take 42 months | File
2012-02-10 | Africa | Tunisia |  | Kebir Dam |  | Irrigation | 1 |  | Large | 70 |  |  | 64 | uncertain |  | completed | 32 | Arab Economic and Social Develoment Fund |  | China International Water and Electric Corporation | 15 | Sinohydro |  |  | 2003-01-03 | 2009-09-01 |  |  |  | 8km from Dabarka |  |  | The contracted completion date was September 2006, 45 months after the project started, but was delayed because of insufficient geological information and slow filling of the dam by EMZ | FILE
2013-04-16 | Europe | Ukraine |  | Kaniv pump storage plant |  | Water supply | 1 | 1000 | Large |  |  |  |  | Certain |  | Proposed | 1400 |  | Ukrhydroenergo | Sinohydro | [7 empty] | MOU signed July 2011 | Got environmental approvals without public participation | European Bank of Reconstruction and Development had categorized this project as high risk needing an EIA in December 2006 |  |  |  | FILE
2013-06-20 | Asia (Central) | Uzbekistan |  | Akhangaran Hydropower Project | Tashkent Region | Hydropower | 1 | 21 MW | Medium | [6 empty] | Completed |  | China Exim Bank Uzvodenergo State of Uzbekistan |  |  |  | China National Electric Equipment Corporation |  |  | 2007 | [8 empty] | FILE
2013-06-20 | Asia (Central) | Uzbekistan |  | Andijan hydro plant | Andijan region | Hydropower | 1 | 50 MW | Large | [6 empty] | Completed | 28.5 | China Exim Bank Uzvodenergo State of Uzbekistan |  |  |  | China National Electric Equipment Corporation |  |  | 2007 | 2010 |  | China Exim Bank to provide loan for $14.9 million. Agreement signed April 2006 |  |  |  |  | China Exim Bank to provide $15.9 million Chinese contractors supplied the equipment (and assesmbled two power generating stations) on a turnkey basis. | FILE
2013-06-21 | Latin America | Venezuela |  | Barinas State irrigation project | Santo Domingo | Irrigation Hydropower | 1 | [6 empty] | Certain | Primary | Under Construction | 50 | Sinohydro | Venezuela | Sinohydro | 11 |  |  |  | 2011 | [6 empty] | 秋林 | Agricultural project. MOU signed | http://jituan.sinohydro.com/838-2170-488574.aspx
2013-04-22 | Asia (SE) | Vietnam |  | Song Bung 4 | Vu Gia - Thu Bon river system | Hydropower | 1 | 156 | Large | 110 |  |  |  | Certain | Primary | Under Construction | 261.2 | ADB | State-owned power utility of Vietnam (EVN) | Sinohydro |  | Mott Macdonald Electricity Construction Advisory Joint Stock Company 4. Song Da Construction Company Alstom |  |  | 2010 | 2015 |  | Alstom and its consortium partner, Hydrochina Huadong Engineering Corp., signed a contract worth about $23.6 million for electro engineering works |  | This is one of the eight hydropower plants that have been operating and under construction along the Vu Gia - Thu Bon river system. The operating plants currently produce around 4.8 billion kWh per year. ADB has been helping Sinohydro do EIA etc, could be a good case study for future reference. | 1,000 people of 220 displaced households. |  | Work was started on June 25 for the Song Bung 4 hydropower plant in NamGiang district of the central province of Quang Nam. Limited and the supervising consultants are Mott Macdonald from the UK and the Electricity Construction Advisory Joint Stock Company 4. The project is designed by the Electricity Construction Advisory Joint Stock Company 1. ADB loan $196 million | http://www.hydroworld.com/index/display/news_display.1212068003.html
2013-04-16 | Asia (SE) | Vietnam | Sapa Area, Lao Cai Province | Seo Chong Ho Hydropower Station Project | Seo Chong Ho River | Hydropower | 1 | 22 | Medium |  |  |  |  | Certain |  | Under Construction | 11.31 |  | Vietnam-China Power Investment Company limited | China's Yunnan Power Grid Co. | 3 |  |  |  | 2008-02-01 |  | 2011 |  |  |  |  | 小中河水力发电站 | Water Diversion Power Station, contract signed Feb 2008 | http://www.hydroworld.com/index/display/article-display/articles/hrhrw/News/China_agrees_to_help_build_Vietnams_214-MW_Seo_Chong_Ho.html
2013-04-16 | Asia (SE) | Vietnam | Thanh Hoa Province | Cua Dat Hydroelectric Dam | Chu Ma River, | Irrigation Hydroelectricity | 1 | 97 | Large | 100 |  | 86 | 1500 | Certain |  | Completed | 100 | ADB | Ministry of Agriculture and Rural Development (Vietnam) | Vinaconex |  | China National Heavy Machinery Corporation; Dong Fang Electrical Machinery Company |  | Sinosure | 2008 | 2010 | [6 empty] | Anticipated that the first turbine will begin operating in December 2008; Second in Feburary 2009. Sinosure is insuring a buyer credit ($15.6 million) and a commercial credit ($2.5 million) for BNP Paribas Bank’s loan of $18.1 million to the Vietnam Construction Export and Import Corporation (Vinaconex), which is building the Cua Dat Hydroelectric Plant in Vietnam ($100 million) Vinaconex has a BOT contract Dongfang contract valued at US$18 million to design manufacture and install two turbine generator sets. Motor was sourced from China National Heavy Machinery Cooperation
2013-04-16 | Asia (SE) | Vietnam |  | Nam Mu Hydropower Station |  | Hydropower | 1 | 12 | Small |  |  |  |  | Certain |  | Completed |  |  |  | Yunnan Machinery Export Import Import Company, Song Da Construction | [5 empty] | 2006
2011-07-20 | Asia (SE) | Vietnam |  | Phuoc Hoa Water Resources project | Be River | Irrigation | 1 | [6 empty] | Certain |  | Under Construction | 37.6 | ADB |  | Sinohydro |  |  |  |  | 2008 | [7 empty] | Contracted awarded to Sinohydro December 2007; slow progress resulted in a supplementary loan approved 9 March 2011 to finish the project
2013-04-16 | Asia (SE) | Vietnam |  | Tuyen Quang Hydropower Project | Lo Gam River | Hydropower | 1 | 342 | Large | 93 |  |  | 2245 | Certain |  | Completed | 490 | EVN |  | Song Da Corporation |  | Yunnan Machinery Export Import Import Company Northwest Hydro Consulting Engineers (CHECC) |  |  | 2002 | 2007 |  |  |  |  | Resettlement issues (23,000 people) see http://english.vietnamnet.vn/politics/2006/10/621854/ |  | Song Da Corporation had an BOT contract Anticipating completion in 2008 | http://english.vietnamnet.vn/politics/2006/10/621854/
2013-04-16 | Asia (SE) | Vietnam | Sapa | Lao Cai/Xiaozhong Hydropower Station | Xiao Zhong River | Hydropower | 1 | 22 | Medium |  |  |  |  | Certain |  | Under Construction | 28 | World Bank |  | China Southern Power Grid, EVN |  |  |  |  | 2007 | [7 empty] | Partnership formed in 2006, first turbines to come online by March 2010. CSG/EVN (Vietnam and China Power Investment Co., Ltd. was established in November 14, 2006 by the Southern Power Grid Company and Vietnam in the first 49:51 of the power companies to set up than the shares)
2013-04-16 | Asia (SE) | Vietnam | Quang Ngai, Kon Tum | Dak Drinh Hydropower Project |  | Hydropower | 1 | 125 | Large |  |  |  |  | Certain |  | Under Construction | 166 |  | Dak Drinh Hydropower Plant Joint Stock Company of Vietnam |  |  | Dongfang Electric Corporation |  |  | 2011 | 2013-12-01 | [6 empty] | Dongfang to supply equipment, materials and technical services (contract signed July 13, 2011 - valued at $15.5 million) | FILE
2012-08-16 | Asia (SE) | Vietnam |  | Hoi Xuan hydropower project |  | Hydropower | 1 | [6 empty] | Certain |  | Proposed | 100 |  |  | Chongqing Foreign Trade and Economic Cooperation (Group) Co., Ltd | [13 empty] | FILE
2013-03-11 | Asia (SE) | Vietnam |  | Zhan Hua Hydropower Station |  | Hydropower | 1 | [6 empty] | Certain | Secondary | Completed | 87 |  |  | Guangdong No.2 Hydropower Engineering Co Ltd |  | China Guangzi Electric Power Industry Investigation Design and Research Institute |  |  | 2009-10-01 | 2013-03-01
2013-04-16 | Africa | Zambia |  | Kafue Lower Gorge Power Station | Kafue River | Hydropower - retrofit | 1 | 750 | Large |  |  |  |  | Certain |  | Under Construction | 2000 | Zesco Sinohydro China Development Bank | SinoZam | Sinohydro |  |  |  |  | 2011 | 2017 |  | MOU signed 2003 Sinozam Power Corporation is a JV between ZESCO and two Chinese firms - will build and operate the plant for 30 years before handing it back |  | The International Finance Corporation has recommended a reduction to 600MW for environmental reasons. Conducted a $48 million feasibility study in 2008. |  |  | China Development Bank (CDB) offered on May 11th 2010 to provide one billion dollars (787 million euros) for Kafue Lower Gorge and proposed Sinohydro to develop the project. Power purchase agreement to be signed by April 2011. Africa Development fund to provide 70% of funds; Sinohydro and Zesco to provide remaining 30% | FILE
2013-04-16 | Africa | Zambia |  | Lusiwasi Extension | Lusiwasi River |  | 1 | 220 | Large | [6 empty] | Under Construction | 100 |  | ZESCO | China National Electric Equipment Corporation | [7 empty] | Rehabilitation stage |  |  |  |  | New letters of intent were signed by CNEEC and ZESCO Power Corporation on the Lusiwasi and Lunzua hydropower projects, with a total value of $189.9 million. | http://www.sinomach.com.cn/templates/T_news_en/content.aspx?nodeid=161&page=ContentPage&contentid=2315
2013-06-19 | Africa | Zambia | Lusaka, Southern Province | Itezhi-Tezhi hydropower project | Kafue River | Hydropower - retrofit | 1 | 120 | Large | 65 |  |  | 5.7 | Certain | Primary | Under Construction | 240 | India Exim Bank, African Development Bank (AFDB) | ZESCO Tata Afica Holdings | Sinohydro | 11 | Alstom |  |  | 1974 (2011) | 1977 (2015) |  | Sinohydro has an EPC contract worth $156 million | Alstom to supply turbines and generators |  |  | 伊泰兹 | Sinohydro has an EPC contract; 85% of the project equipment must be sourced from India. EPC contract valued at $200 million. | http://www.tradingmarkets.com/.site/news/Stock%20News/2213422/
2013-04-16 | Africa | Zambia |  | Lumangwe Falls | Kalungwishi River |  | 1 | 210 | Large | [6 empty] | Proposed |  |  | ZESCO; unnamed Chinese firm | [5 empty] | 2010 | [8 empty] | http://allafrica.com/stories/200911090164.html
2013-04-16 | Africa | Zambia |  | Kalungushi hydropower project |  | Hydropower | 1 | 120 | Large | [6 empty] | Proposed | 400 |  |  | China National Electric Equipment Corporation | [13 empty] | http://www.sinomach.com.cn/templates/T_news_en/content.aspx?nodeid=161&page=ContentPage&contentid=2315
2013-04-16 | Africa | Zambia |  | Batoka Gorge | Zambezi River | Hydropower | 1 | 1600 | Large |  |  |  |  | Certain |  | Proposed | 2200 | Zimbabwe | [11 empty] | The dam's reservoir would severely constrain the breeding opportunities for cliff-nesting raptors, and given the reduced space and competitive dominance shown by some raptors, some species may no longer be able to survive there. |  |  | Three unamed Chinese companies are the builders | http://allafrica.com/stories/201002150068.html
2013-06-19 | Africa | Zambia |  | Kariba North Bank Hydropower Station | Zambezi River | Hydropower extension | 1 | 360 | Large |  |  |  |  | Certain | Primary | Under Construction | 430 | China Exim Bank (85%), Development Bank of Southern Africa (15%) | Zambia Electricity Supply Corporation (ZESCO) | Sinohydro | 11 | ZESCO |  | Sinosure (political risk) | 2008 | 2012 | [5 empty] | 卡里巴北岸电站 | Contract signed in late November 2007; China EXIM provided addition funds to double the capacity. China Exim Bank providing 85% of EPC contract value - in the form of buyers credit; remainder provided by Development Bank of Southern Africa. Sinohydro contract value $279 million | http://www.lusakatimes.com/?p=1572, http://af.reuters.com/article/topNews/idAFJOE67I07Z20100819
2012-01-12 | Africa | Zambia |  | Musonda Hydropower Station |  | Rehabilitation and upgrading | 0 | [6 empty] | Certain |  |  |  | China | [9 empty] | Feasibility study on the rehabilitation and upgrading of the power plant
2013-04-16 | Africa | Zimbabwe |  | Kariba South Bank Expansion | Zambezi River | Hydropower Extension | 1 | 300 | Large |  |  |  |  | Certain |  | Proposed | 368 | China Exim Bank | Zimbabwe Electricity Supply Authority | Sinohydro |  |  |  |  | 2013 | 2017 |  | MOU signed 2011 valid until 3 December 2012. Zimbabwe originally declared Sinohydro's bid invalid but was later reinstated by a Cabinet decision of October 2012. ZESA signed a $400 million deal with Sinohydro in December 2012. | EPC Contract |  |  |  | China’s Export and Import bank will provide a $250-million loan. The Infrastructure Development Bank of Zimbabwe is expected to raise $150 million. | http://www.reuters.com/article/2013/02/19/zimbabwe-electricity-idUSL6N0BJ6PZ20130219
2012-01-12 | Africa | Zimbabwe |  | Gwayi-Shangani Dam | Zambezi River |  | 1 |  | Large |  |  |  |  | Uncertain |  | Proposed | 1600 |  |  | unamed Chinese company | [13 empty] | FILE
2013-06-21 | Latin America | Honduras | Santa Barbara | Agua Zarca | Gualcarque River | Hydropower | 1 | 22 | Large |  |  |  |  | Certain | Primary | Under Construction |  | DESA | FICOHSA | Sinohydro | 11 | Astaldi, FCC |  |  | 2013 |  |  |  |  | This project will displace many of the communities, and privatise and reduce access to their water and territory. Like many such projects in the region, it was initiated without their proper consultation and consent, breaking international laws. In order to have their voice heard, the Lenca population have since April 2013 set up a permanent road block on the entry to the construction site, manned 24/7 by members of their communities, and with support from COPINH. |  | 阿瓜萨卡 |  | http://www.avaaz.org/en/petition/Justice_in_Honduras_for_Berta_Caceres_of_COPINH_and_the_indigenous_Lenca_in_their_struggles_to_defend_their_lands/?copy; http://www.enca.org.uk/flightlesstravel-honduras-COPINH.htm
2013-06-19 | Latin America | Belize |  | Vaca Hydroelectric Project |  | Hydropower | 1 | 19 | [5 empty] | Certain | Primary | Completed | 39 |  |  | Sinohydro | 11 |  |  |  | 2007 | 2010 |  |  |  |  | 瓦卡水电站
2013-06-19 | Africa | Congo, Democratic Republic of |  | Reinstatement of Buangza Hydro Plant |  | Hydropower |  | 74 | Large |  |  |  |  | Certain | Primary | Completed |  |  |  | Sinohydro | 11 |  |  |  | 2001 | 2007 | [5 empty] | 布昂扎水电站

## Dams before 2000
Dams with Chinese involvement which were completed before 2000, commencement of China's "Going Out" Policy
Last Updated | Region | Country | Province/ State | Project | River(s) | Type of Dam | Number of Dams | Project Size (MW) | Project Size (Small, Medium, Large) | Dam Height (m) | Reservoir Height (m) | Reservoir Area (sq km) | Reservoir Capacity (million cubic m) | Certainty of Data | If certain, PRIMARY or SECONDARY source? | Status | Project Cost (US million $) | Financiers | Developer | Builder | Sinohydro Bureau Involved | Other Contractors | Dam Operator | Risk Insurer | Start Date | Completion Date | Operation Date | Historical Notes | Approvals Notes | Environmental Notes | Resettlement | Chinese characters | Notes | References
2013-01-02 | Africa | Algeria | Wilaya of Mila | Beniharon Hydropower Station | El Kebir | Hydropower; Irrigation; water supply | 1 |  |  | 118 |  |  | 963 | Certain | Primary | Completed | 124 |  |  | Sinohydro | 14 |  | Agence Nationale des Barrages |  | 1993 | 2000 | [7 empty] | International Water Power & Dam Construction 2012 Yearbook
2013-01-02 | Asia (SE) | Burma | Yatsauk Township, Shan State | Zawgyi 2 | Irrawaddy | Hydropower; Irrigation | 1 | 12 MW | Small | 44.2 |  |  | 638.68 | Certain | Primary | Completed | [5 empty] | Yunnan Machinery Export Import Company | Irrigation Department |  | 1994/5 | 1998 | [6 empty] | YMEC provided turbines for this project in 1992 | International Water Power & Dam Construction 2012 Yearbook
2013-04-16 | Africa | Cameroon | Garoua, Nord | Lagdo Hydropower Station | Benoue River, Niger River Basin | Hydropower |  | 4.18 | Small | 30 |  |  | 7700 |  |  | Completed |  |  |  | Sinohydro | 14 | China International Water and Electric Corporation, SONEL |  |  |  | 1983
2012-04-20 | Africa | Ethiopia | Tigray, Northern Ethiopia | Tekeze Hydroelectric Dam | Nile River | Hydropower |  | 300 MW | Large | 188 | [5 empty] | Completed | 350 | China Exim Bank |  | Sinohydro, Gezhouba |  |  |  |  | 1999 | 2009 | 2009 |  |  | Altering a remote area at tail end of Africa's deepest canyon. Siltation will reduce capacity of dam, meaning less irrigation and economic growth. Massive landslides occurred in April near dam site. Developers spent additoinal $42 million on retaining walls. Dam's power will go mainly to cities or sold to neighbors of more developed industrial economies. |  |  | Construction underway (27 August 2007) and expected that one of the four turbines will be operational by end of 2008. Later report: Landslides in 2008 have caused delay of project coming online until August 2009. China Exim Bank providiing $30 million loan. Chinese and Ethiopian joint venture company by Sinoydro (49%); China Gezhouba Water and Power Group Ltd (30%); Sur Construction (21%). | 1
2013-04-16 | Asia (SE) | Lao PDR |  | Nam Leuk | Vientiane | Hydropower | 1 | 60 | Large | [6 empty] | Completed |  | ADB, Japan | SOGREAH |  | 10 | China International Electric and Water Corporation |  |  | 1996-12-01 | 1999-12-01 |  |  |  | Dam has caused decline in fish populations, submerged riverbank vegetable gardens and affected dry season water supplies, adversely affecting thousands of people |  | 南累克 | Began operation in 2000. US$130million was largely financed by ADB and Japanese government
2012-04-25 | Asia (SE) | Lao PDR |  | Nam Leuk | Vientiane | Hydropower | 1 | 60 MW | Large | [6 empty] | Completed |  | ADB, Japan | SOGREAH |  | 10 | China International Electric and Water Corporation |  |  | 1996-12-01 | 1999-12-01 |  |  |  | Dam has caused decline in fish populations, submerged riverbank vegetable gardens and affected dry season water supplies, adversely affecting thousands of people |  | 南累克 | Began operation in 2000. US$130million was largely financed by ADB and Japanese government
2011-06-28 | Asia (SE) | Malaysia | Sarawak | Bakun Dam | Balui River, Sarawak | Hydropower | 1 | 2400 MW | Large | 207 |  | 700 | 43800 | Certain |  | Completed | 1400 | China Exim Bank | Sinohydro Malaysia JV | Sinohydro | 14 | SMEC, Northwest Hydro Consulting Engineers, CHECC; Sime Darby group; WCT Engineering Bhd |  |  | 1996 | 2011 | 2011 |  |  | Resettlement issues, altered hydrology, landslide fears. Several mining sites will utilize the power from Bakun - including a Rio Tino aluminium processor plant; manganese plant and Aluminium Smelter (Rio Tinto, OM Holdings, Chinalco) | 9,000 people, mainly from the Kayan/Kenyah Indigenous group |  | Anticipated completion in 2010; operation 2011 | FILE
2013-06-19 | Asia (S) | Nepal |  | Ilam |  | Hydropower |  | 7 | Small |  |  |  |  | Certain | Primary | Completed |  |  |  | Sinohydro | 11 |  |  |  | 1995 | 1999 | [5 empty] | 伊拉姆 |  | FILE
2011-10-11 | Asia (S) | Nepal |  | Middle Bhotekoshi Hydropower Project | Bhotekoshi River | Hydropower |  | 45 MW | Medium | [6 empty] | Completed | 98 | Panda Energy International (US) |  | Gezhouba |  | Hydrochina Zhongnan (design) | Bhote Koshi Power Company Pvt. Ltd. |  | 1997-02-01 | 2000 |  | BOT contract
2013-04-11 | Asia (S) | Nepal |  | Upper Bhotekoshi Hydropower Project | Bhotekoshi River | Hydropower |  | 45 MW | Medium | [6 empty] | Completed | 98 | Panda Energy International (US) | Chilime Hydropower Company | Gezhouba |  | Hydrochina Zhongnan (design) | Bhote Koshi Power Company Pvt. Ltd. |  | 1997-02-01 | 2000 |  | BOT contract
2013-01-09 | Africa | Nigeria | Niger | Zungeru | Kaduna | Hydropower |  | 950 MW | Large | 116 |  |  | 27.05 | Certain |  | Proposed | 1294 |  |  | Sinohydro Corporation, China National Electrical Engineering Corporation |  |  |  |  | 1992 |  |  | The Federal Executive Council (FEC) on Wednesday approved a N162.990 billion contract for the construction of 700 megawatts Zungeru hydro-electric power project in Niger State.
2011-08-05 | Asia (SE) | Philippines |  | Baligatan Hydropower Station | Magat River | Irrigation | [9 empty] | Completed | [5 empty] | China National Electrical Equipment Corporation |  |  |  | 1987
2011-08-25 | Middle East | Syria |  | Tishrin Hydropower Project | Euphrates River | Hydropower | 1 | 630 MW | Large | [6 empty] | Completed | 430 | Arab Fund |  |  |  | Northwest Hydropower Consulting Engineers, CHEEC | Poyry |  |  | 1993 | [6 empty] | Project tendered to CWH in 1993 - one of the first mechanic and equipment overseas contracts received. | http://www.energy.poyry.com/projects/Tishrin.pdf
2011-08-08 | Asia (SE) | Thailand | Nakhon Nayok | Khlong Tha Dan Dam | Nakhon Nayok River | Irrigation; Flood control | 1 |  |  | 93 |  |  | 5.47 | Certain |  | Completed | 54 |  | EGAT | Sinohydro |  |  |  |  | 1999 | 2004 | [6 empty] | Sinohydro provided info 7/09; also named in Sinohydro's prospectus July 2011. One of the largest large scale rolled concrete dams in the world.
2011-07-21 | Europe | Turkey |  | Karacaoren Hydropower Station | Karacaoren River | Hydropower | 1 | 47 MW | Medium | [6 empty] | Completed | [5 empty] | China National Electric Equipment Corporation |  |  |  | 1993 | [6 empty] | General Contractor
2011-07-22 | Europe | Turkey |  | Adiguzel Hydropower Station | Menderes, near Denizli | Hydropower | 1 | 62 MW | Large | [6 empty] | Completed | [5 empty] | China National Electric Equipment Corporation |  |  |  | 1993 | [6 empty] | General Contractor
2012-04-24 | Africa | Zambia | Lusaka, Southern Province | Itezhi-Tezhi hydropower project | Kafue River | Hydropower - retrofit | 1 | 120 MW | Large | 62 |  |  | 5.7 | Certain |  | Under Construction | 240 | India Exim Bank | ZESCO Tata Afica Holdings | Sinohydro |  | Alstom |  |  | 1974 (2011) | 1977 (2013) | 2013 | Sinohydro has an EPC contract worth $156 million | Alstom to supply turbines and generators |  |  |  | Sinohydro has an EPC contract; 85% of the project equipment must be sourced from India. EPC contract valued at $200 million. | http://www.tradingmarkets.com/.site/news/Stock%20News/2213422/

## Summary
Number of Dams: | 304 |  | Number of Countries | 74
Dams before 2000 | 17
Dams after 2000 | 287
Based on dams built after 2000 - adoption of China's going out policy
Types of Dams:
Irrigation | 21
Water Supply | 16
Flood Control | 2
Hydropower | 237
Unknown | 19
Size of Projects:
Small | 12
Medium | 35
Large | 200
Unknown | 40
Regions: |  |  |  | South-east Asia
Africa | 82 | 26.97% |  | Burma | 41 | 35.34% | 90 | Mekong Basin Countries
Asia (Central) | 9 | 2.961% |  | Cambodia | 10 | 8.621%
Asia (East) | 1 | 0.3289% |  | Indonesia | 3 | 2.586%
Asia (South) | 38 | 12.5% |  | Lao PDR | 27 | 23.28%
Asia (South East) | 116 | 38.16% |  | Malaysia | 14 | 12.07%
Europe | 12 | 3.947% |  | Philippines | 3 | 25%
Latin America | 22 | 7.237% |  | Vietnam | 10 | 8.621%
Middle East | 3 | 0.9868% |  | Thailand | 2 | 1.724%
Pacific | 3 | 0.9868% |  | PNG | 1 | 0.8621%
|  |  |  | Brunei | 2 | 1.724%
Status
Proposed | 122
Under Construction | 71
Completed | 74
Suspended | 7
Delayed | 0
Status Unknown | 1